## Instructions
AccuValve Estimate-Submittal-Order Spreadsheet
Revised | 2022-02-03 | Rev 4.8.13
TAB | DESCRIPTION |  | REVISION HISTORY of System Workbook
AccuValve Selection
1 | This AccuValve Engineer Scheduling Tool and Selection Guide is designed to provide a spreadsheet which enables you properly size valves based on a low pressure drop. Remember that the pressure drop shown is the DP is the minimum pressure required to get the maximum design airflow. |  | 2017-06-26 | First Release to WebSite
2 | Before beginning to make selections, be sure to select the units of measurement for Volume and Pressure so you can enter the Design Volumes in the units of choice. The Pressure units will self calculate based on Valve Size and maximum design airflow. |  | 2017-07-07 | Corrected Alarm Status on Intermediate Sheet for CSV files so when Enable was selected, "1" would fill CSV, and Disable would fill a "0". Changed Accutrol Address
3 | Always fill this sheet out from left to right. Some of the cells have drop-down menu selections that are dependent on cells to the left. If it is not filled out left to right errors may occur. Should you require a change once the line has been completed, make sure to delete the INFORMATION ONLY and start again, left to right with the revised information. PLEASE DO NOT DELETE OR INSERT ROWS OF INFORMATION IN THIS SHEET WHICH WILL AFECT THE FORMULAS!! |  | 2017-08-21 | Added Logic to Tag Cell on Takeoff Sheet to flag users by formatting to yellow to warn against using commas and semi colons, and also by formatting the cell to oramge when more than 32 characters are used. Both of these conditions cause problems at the tunnel.
4 | Cells that are not protected may be copied in the normal manner for Excel spreadsheets. Just remember to copy left cells first. When you paste into the target cells, be sure to use [Paste Special / Values Only] or you may overwrite the pull down information in cell(s), which may cause errors in other areas of the spread sheet. |  | 2017-08-24 | Added Logic to Rep cell and Project on Takeoff Sheet to flag users by formatting to yellow to warn against using commas and semi colons, and also by formatting the cell to oramge when more than 20 characters are used. Both of these conditions cause problems at the tunnel.
5 | As the selections are being made the part number will be generated on the right side of the spreadsheet. |  | 2017-08-31 | Changed pull down selections on AVC Config form in the BACnet section / Velocity to be MPS instead of M/S and MPM instead of M/M
|  |  | 2017-09-20 | Removed "Off" option for AO1 and AO2 due to tunnel issues. Default is still the same.
AccuValve Schedule |  |  | 2017-09-25 | Added Pricing to Equipment Summary Page for the Accuvavles. Corrected Fail Positon code for Tunnel.
1 | The schedule is set up to auto fill from the takeoff sheet. Any information on this sheet will automatically be developed when the takeoff sheet is filled out. |  | 2017-10-16 | Removed AV3000 Model Codes, pull downs and replaced with AVT3000 Model Codes and pull downs. Removed option for insulation on High Temp Valves.
2 | The schedule is designed for the engineer so they can place the information for AccuValves directly on their drawings in a schedule format. Much of the information from the takeoff sheet is removed to simplify the schedule. The assumption is that common information such as actuator type and options such as insulation, flanges and shutoff requirements will be handled in the comments. |  | 2017-10-25 | Added logic for PD to go to Red if it exceeds selected Max Pressure Drop. Added Logic to transfer Output configuration to AVC Config sheet for AO1 and AO2 from Take Off Sheet. Added Pull Downs for AccuNet and BACnet for the AVT3000 product line. Added logic to itermediate sheet to add the word "end" to the end of the config file to stop tunnel processing.
3 | The most important item on this sheet is the pressure drop column in green. When you enter the minimum and maximum volumes on the takeoff sheet, the form automatically calculates and inserts the pressure drop for the Accuvalve.
4 | This schedule is not locked down so you can modify the sheet to your liking. Remember that the information in this sheet references that which is entered on the AccuValve Selection tab. DO NOT INSERT ROWS in this spreadsheet as it will change the imbedded formulas.
|  |  | 2017-10-27 | Added Logic to select PFA Coated valves for 8, 10, 12 and 14" sizes.
Max Design Press Selection |  |  | 2017-10-31 | Added Room Numbers, if entered on take-off sheet, to Tag information for the valve.
1 | This tab illustrates the maximum flow through the various valves if the pressure drop is limited to be no more than a certain value. |  | 2017-11-07 | Major changes for AVT3000. Incorporated both AVC5 and AVT3 into same CSV file for the tunnel. Eliminated information from AVC5 rows that were not relavant to the AVT3. Added warning for MAC addresses above 127.
Operating Pressure Selection
1 | This tab is designed to compare valves for a known volume setting and calculates the presssure drop across the valve. After selecting the valve size in the middle, the sheet shows the next size smaller valve to the left and the next size larger valve to the right to help the user in selecting the proper size valve for the application. |  | 2018-02-22 | Changed Material descriptions so that informatin can be copied from old sheets to new.
2 | Note that when the Maximum Design volume changes on a valve, the cell at the bottom which indicates pressure will turn green when the preesure differential of the valve drops below 0.300 Wc (75Pa). |  | 2018-03-01 | Changed Take Off Sheet so BACnet and AccuNet are blacked out to prevent choosing for AVC Valves which created Incorrect Model codes. Also made Analog the Default Mode for AVC valves if nothing is chosen on the Configuration Form. Added Space on Controls take-off for Setra products. Added Missing items to Parts & Access. Order Entry & added color shading to highlight Qtys and List Price of chosen items.
|  |  | 2018-03-09 | Changed Controls Takeoff and Equipment Summary to included ARPC Model Code (which is Setra FLEX equivalent).
|  |  | 2018-03-16 | Made corrections in the sheet based on Jon Savona's thorugh checking. Also have added conditional formating on the Tak-Off Sheet to highlight if a wrong actator is chosen for a particular type of valve.
|  |  | 2018-03-22 | Addressed Full scale value issue to the tunnel as the CSV did not reflect what was chosen in the AVC config form.
|  |  | 2018-03-26 | Added more logic to help with Actuators Type choice and Postions. Repaired the insulation Pull down.
|  |  | 2018-03-28 | Changed M/Sec to MPS on CSV File for Metric Orders
|  |  | 2018-06-22 | Added Logic for wireless (Bluetooth) on AVC6 Valves. Still need to establish actual List $
|  |  | 2018-07-19 | Changed AVT3 to AVT6, removed Round (1) & Rect (2) designator from Model Code, Changed OE form to contain pricing, created Talley list for OE.
|  |  | 2018-07-26 | Added Conditional formatting on size and material cells on take-Off sheet to warn used on incorrect selections of PFA Coated Valves.
|  |  | 2018-08-10 | Made changes on Control Take Off Tab for different monitor nomenclatures and pricing.
|  |  | 2018-09-11 | Eliminated choice of Low Speed Actuators on PFA Valves
|  |  | 2018-09-26 | Adjusted Pricing on all Accuvalves so Reps can go back to a 0.4 multiplier from a 0.416. (the cost to them per valve would be the same with the slight list price increase)
|  |  | 2018-10-02 | Issued the sheet Unprotected on the Take-Off Page, and fixed a formula error on 07 Actuators, (forgot to copy down the formula to the bottom of the sheet)
|  |  | 2018-10-04 | Cell G70 did not calculate on the Equipment Summary Page and I added the correct formula.
|  |  | 2018-10-29 | Added Factory Valve Summary Sheet
|  |  | 2018-10-31 | Fixed BACnet Default formula in Intermediate sheet to use value in AV Config form if there is one, otherwise use 50% full scale.
|  |  | 2018-11-01 | Running Numbers on Order entry sheet were not correct, and line 136 was a duplicate.
|  |  | 2018-11-08 | Changed default values for the 4 DIs on the CSV file to 100 for Fume Hood Setpoints.
|  |  | 2018-11-21 | Adjusted Sheet to handle only 1000 valves to minimize processing problems on marginal computers
|  |  | 2018-12-07 | Worked on Summary page to ease the processing time and make work quicker, Removed xmtr output choices from Take off page.
|  |  | 2018-12-07 | Verified some Pricing and made the min and max volume ranges of the AVT to match that of the AVC
|  |  | 2019-01-04 | Verified that full scale values for AVC and AVT were the same as what the AVC were. Exposed Pricing Columns again
|  |  | 2019-01-10 | Tagging information did not show up on AV Config form after deleteing extra codeing
|  |  | 2019-01-15 | Prevented Gaps from occuring on Valve Configuration sheet if lines were eliminated on the Take-Off Sheet.
|  |  | 2019-01-21 | Blacked out columns and cells on Config sheet if BacNet was not chosen
|  |  | 2019-01-23 | Added wireless Column to Submittal Sheet, added Rm. To tag on Config sheet, Copied column AY on Config sheet to the bottom.
|  |  | 2019-01-24 | Changed black out Shading on Config Sheet for BACnet, Added ARPM (FLEX) pricing back in the Cintrols takeoff.
|  |  | 2019-01-30 | Incorporated AVC5000 and discounted List Prices into spread sheet.
|  |  | 2019-02-06 | Modified Shading on tag field on Takeoff to 30char, added AVSIZE column on Takeoff Sheet
|  |  | 2019-02-11 | Corrected several Items based on Jon Savona's review.
|  |  | 2019-02-19 | Added AVC4000 and AVT4000 numbers to the sheet along with bogus pricing for testing
|  |  | 2019-03-07 | Added AVC2000 numbers to the sheet, modified conditional coloring on cells on takeoff sheet and Configuration sheet, did cursory check that it responds based on Functional Requiredents at this date for AVC4000, AVT4000, and AVC2000.
|  |  | 2019-04-02 | Added a "H-" in front of the model number for AVC5000 valves using an 07 actuator to prevent problems at the tunnel and avoid making new part numbers.
|  |  | 2019-04-24 | Added Prices for AV4000 and AV2000 valves. Added some RTS numbers that were not listed.
|  |  | 2019-04-26 | Added Companion Flanges and Pricing,
|  |  | 2019-05-10 | Corrected Formula so the sheet would pull Full Scale Value if nothing is entered. Error on TakeOff Sheet as it did not pull the size. This problem was not on the previous version 2 spreadsheets.
|  |  | 2019-05-20 | Edited Conditional Formatting on Take-Off Sheet so 2000 and 4000 series devices do not include 12x36 and 12x48
|  |  | 2019-06-04 | Removed Choices for Fail Closed Valves on Configuration Sheet
|  |  | 2019-06-18 | Fixed Summary sheet multiplier to follow the Order Entry Sheet
|  |  | 2019-07-24 | Added new Alum. Valve with SS Blades for the 6000 and 4000 series, Added 316 SS pricing for the 4000 series
|  |  | 2019-09-01 | Changed Logic on CSV Sheet to allow for lines without selections on the Takeoff sheet and not rearrange the configuration settings.
|  |  | 2019-10-04 | Added 316SS options for 4000 series valves and Alum/SS valves in the pull down menues.
|  |  | 2019-10-04 | Added logic to prevent the multiplier for pass through items to not go below 0.4, but increase in the case of a quick ship.
|  |  | 2019-10-10 | Added pricing for PFA coated split rings for the PFA valve with Vanstone flanges
|  |  | 2019-11-26 | Fixed FHM section of the Controls takeoff sheet, alos fixed takeoff sheet to flag in red if AVC2000 is selected and the words Bacnet or included show up in the BACnet column.
|  |  | 2019-12-05 | Added a 2020 List Price adjustment of 2.5% on all base valves.
|  |  | 2019-12-13 | Added logic to prevent #17 actuator from showing up on wrong valves on takeoff, schedule and submittal sheets. No pricing shows up with colored cells as a flag if this occurs.
|  |  | 2019-12-17 | Added logic to prevent Bacnet or "Included" show up on models that it is not available
|  |  | 2020-01-09 | Change PO sheet and summary sheet so multipliers can be adjusted based on valve type, and for other equipment, a separate multiplier was supplied based on whether the equipment was manufactured by AT or passthrough. A 0.4 low limit was added to to non-manufactured goods. Expedited multipliers will apply to all products.
|  |  | 2020-01-28 | Rev 3.6 released to the website
|  |  | 2020-01-29 | Rev 3.6 released to the website with Password for Alum/304ss
|  |  | 2020-03-25 | Rev 3.7, Removed FG controllers, unlocked labor hours, fixed DTS summing on Labor sheet, Fixed Decimal factors on HSS1- and PMs
|  |  | 2020-03-27 | Rev 4.1 Panel Magnet codes were incorrect on Controls Takeoff Sheet.
|  |  | 2020-04-07 | Moved Referenced Multipliers to Summary sheet for Vic. Remive # sign from Tag / Room String on Configuration Sheet.
|  |  | 2020-04-10 | DTS cell X101 was wrong and referenced wrong cell for List Pricing.
|  |  | 2020-04-17 | Verified all base pricing with Price Guide, Added 316SS for AVC2000, , removed "S" from 6" valves.
|  |  | 2020-05-21 | Added Output configuration and full scale value to Accuvalve Schedule & Accuvalve Submittal Sheet, Added Band Clamp counter and autofill to the Controls Takeoff sheet, Added power requirements for AVC& actuators to submittal and Schedjule sheets Release to Field
|  |  | 2020-06-23 | Added AVR Pricing to worksheet for review, 17 Actuators to all valves, Added Compare sheet to the workbook
|  |  | 2020-06-30 | Corrected Labor Sheet to include time for AVR and ARS
|  |  | 2020-07-20 | Corrected Error on the LS column on takeoff page
|  |  | 2020-07-21 | Corrected Error on Shut Off Calculations
|  |  | 2020-07-28 | Modified Default Values on Intermediate Sheet for AVR6 and AVR4 valves.
|  |  | 2020-08-24 | Fixed Units of Measure on Order Entry Sheet to follow Take-Off Sheet.
|  |  | 2020-08-25 | Fixed Volume Full Scale on Submittal and Schedule to match Config sheet if used for AO1
|  |  | 2020-09-22 | Adjusted Power Requirements per submittals for AVR6 and AVR4
|  |  | 2020-09-28 | Added the word Default in the hidden column on the AV Config Form
|  |  | 2020-10-06 | Changed LPS multiplier from CFM from 2.118 to 2.116 for csv file on S1 of Intermediate Tab

## AccuValve Selection
Sales Representative |  | Contact: | Accutrol Job # (For Factory Use) | Project Name: |  |  | Bid Docs: |  |  |  | Select Measurement Units before filling out Take-Off and Config Form. |  |  |  | Select Measurement Units |  |  |  |  | Max PD Warning at | [29 empty] | type AVR64 below | [64 empty] | 2020 Price Adjsutment | 1.025
[15 empty] | CFM | Volume | [33 empty] | AVR64
2022-02-03 | Rev 4.8.13 | [13 empty] | in WC | Pressure |  |  |  | 0.25 | in WC | [57 empty] | Clear this colum when AVC5 are removed from Sheet |  | Clear this colum when AVC5 are removed from Sheet
These two columns seem to be irrelavent at this time
|  |  |  | Base Options | [15 empty] | Default Range of Valve |  | Default Range of AVT |  |  | Shape | Material | Size | Actuattor | AccuNet | BACnet | Flange | Insulation | Tight Shutoff | Wireless | [9 empty] | Model Code | [50 empty] | Constant | Constant | -0.0047 |  | 0.0032 |  | -0.0027 |  | 0.0012 |  | 0.0146 |  | -0.013 |  | -0.0067 |  | -0.013 |  | -0.0067
[8 empty] | Options | [6 empty] | Design Airflow | [19 empty] | 0 | 0 | 0 | [42 empty] | Keep | [14 empty] | 2.118 | 0.5885
Item | Room # | Device Tag Information | Service | Valve Series | Size | Mat'ls | Actuator | AccuNet | BACnet | VanStone Flange | Insulation | Shut Off | Wireless | BAND Clamps | CFM |  | PD @ Max Design | Shape | Integral Controller | CFM |  | CFM |  | Controller? | [10 empty] | # of AVT | # of AVC | " of AVR | AVC and AVT Item No Generator | [9 empty] | Release Information | Item Revision Information | [26 empty] | Material | AVT or AVC | Determines | Determines shape by size | Determines | Corrects Actuator Code | Determines | Determines | Determines | Determines | Sizes Permitting PFA | Determines | Determines | Determines | Determines | Determines | Determines | Actuator Code | These three blocks convert to CFM, but only the one that agrees with cell K2 is used |  |  | PRESSURE DROP EQUATIONS BY VALVE SIZE
No. |  | (20 Characters Max. for Printing) |  | Correct or Clear CELLS in RED | [10 empty] | Min. | Max. | in WC |  |  | Min | Max | Min | Max | [16 empty] | AVC | AVC |  |  |  | MODEL CONVERTER | [5 empty] | Base | Actuator | [5 empty] | Exceed PD Limit |  | Note: AVT valves and AVC Valves have the same min and max volume ranges as published in the sales documentation. | [17 empty] | Actuator by |  | Actuator by |  | If 4000 Series | Valve Size | Valve Type | Mat'l Sel by |  | Shutoff by | Flanges by | Flanges by | AccuNet by | BACNet by | Wireless by |  | CFM | LPS>CFM | CMH>CFM | 6" Valve |  | 8" Valve |  | 10" Valve |  | 12" Valve |  | 14" Valve |  | 18" Valve |  | 24" Valve |  | 36" Valve |  | 48" Valve |  |  |  | Band Clamp Counter and Calculator
[40 empty] | Item No | AVCTagNo | AVCRmNm | AVSize | AVAVC Model | CONCATINATE | AV/AVC Model | Qty |  |  |  | Number | Number | QTY |  | Adjustment Multiplier | [22 empty] | Type |  | Size & Service |  |  | by Series | by Service | Valve Type & Svs |  | Size | Material | AV - AVC | Type of Valve | AVT3 | Type of Valve |  |  |  |  | in. WC | Pa | in. WC | Pa | in. WC | Pa | in. WC | Pa | in. WC | Pa | in. WC | Pa | in. WC | Pa | in. WC | Pa | in. WC | Pa |  |  |  | Size | # of BC Valves | # of BC /size
1 | [37 empty] | 0 | 0 | 0.1 | [14 empty] | 304 SS Valve Bodies | 1 | row 10 | [7 empty] | Do Not Use | [14 empty] | #REF! | [12 empty] | #N/A | 0 | 0 | 0 | -0.0047 | -1.1703 | 0.0032 | 0.7968 | -0.0027 | -0.6723 | 0.0012 | 0.2988 | 0.0146 | 3.6354 | -0.013 | -3.237 | -0.0067 | -1.6683 | -0.013 | -3.237 | -0.0067 | -1.6683 | 1863 |  |  | 6 | 0 | 0
2 | [37 empty] | 0 | 0 | 0.1 | [14 empty] | 316 SS Valve Bodies | 1 | row 11 |  |  | AVC Valve Size | [13 empty] | Set up if/then statememnt | [5 empty] | #REF! | [12 empty] | #N/A | 0 | 0 | 0 | -0.0047 | -1.1703 | 0.0032 | 0.7968 | -0.0027 | -0.6723 | 0.0012 | 0.2988 | 0.0146 | 3.6354 | -0.013 | -3.237 | -0.0067 | -1.6683 | -0.013 | -3.237 | -0.0067 | -1.6683 | 1917 |  |  | 8 | 0 | 0
3 | [37 empty] | 0 | 0 | 0.1 | [14 empty] | Alum. Valve Bodies | 1 | row 12 |  |  |  | CFM |  |  | Xmtr Range |  |  |  |  | Airflow | [10 empty] | #REF! | [12 empty] | #N/A | 0 | 0 | 0 | -0.0047 | -1.1703 | 0.0032 | 0.7968 | -0.0027 | -0.6723 | 0.0012 | 0.2988 | 0.0146 | 3.6354 | -0.013 | -3.237 | -0.0067 | -1.6683 | -0.013 | -3.237 | -0.0067 | -1.6683 | 1976 |  |  | 10 | 0 | 0
4 | [37 empty] | 0 | 0 | 0.1 | [14 empty] | PFA Valve Bodies | 1 | row 13 |  |  | Size | Min | Max .3" | AVC5 Max | Min | AV3 Max | M/N | Shape | M/N | Area |  | _304SS | _316SS | Aluminum | HighTemp. | PFACoated |  |  |  |  | #REF! | [12 empty] | #N/A | 0 | 0 | 0 | -0.0047 | -1.1703 | 0.0032 | 0.7968 | -0.0027 | -0.6723 | 0.0012 | 0.2988 | 0.0146 | 3.6354 | -0.013 | -3.237 | -0.0067 | -1.6683 | -0.013 | -3.237 | -0.0067 | -1.6683 | 2036 |  |  | 12 | 0 | 0
5 | [37 empty] | 0 | 0 | 0.1 | [14 empty] | Hi Temp SS Valve Bodies | 1 | row 14 |  |  | 6 | 30 | 250 | 315 | 0 | 330 | 06 | Round | 1 | 0.08 | [10 empty] | #REF! | [12 empty] | #N/A | 0 | 0 | 0 | -0.0047 | -1.1703 | 0.0032 | 0.7968 | -0.0027 | -0.6723 | 0.0012 | 0.2988 | 0.0146 | 3.6354 | -0.013 | -3.237 | -0.0067 | -1.6683 | -0.013 | -3.237 | -0.0067 | -1.6683 | 2206 |  |  | 14 | 0 | 0
6 | [37 empty] | 0 | 0 | 0.1 | [19 empty] | 8 | 80 | 650 | 800 | 0 | 850 | 08 | Round | 1 | 0.16 |  | Insulation | Insulation | Insulation | Not Available | [5 empty] | #REF! | [12 empty] | #N/A | 0 | 0 | 0 | -0.0047 | -1.1703 | 0.0032 | 0.7968 | -0.0027 | -0.6723 | 0.0012 | 0.2988 | 0.0146 | 3.6354 | -0.013 | -3.237 | -0.0067 | -1.6683 | -0.013 | -3.237 | -0.0067 | -1.6683 | 2484
7 | [37 empty] | 0 | 0 | 0.1 | [19 empty] | 10 | 120 | 1000 | 1300 | 0 | 1370 | 10 | Round | 1 | 0.26 | [10 empty] | #REF! | [12 empty] | #N/A | 0 | 0 | 0 | -0.0047 | -1.1703 | 0.0032 | 0.7968 | -0.0027 | -0.6723 | 0.0012 | 0.2988 | 0.0146 | 3.6354 | -0.013 | -3.237 | -0.0067 | -1.6683 | -0.013 | -3.237 | -0.0067 | -1.6683 | 2686
8 | [37 empty] | 0 | 0 | 0.1 | [19 empty] | 12 | 180 | 1450 | 1790 | 0 | 1900 | 12 | Round | 1 | 0.36 |  | Keep this for secret Passwords |  |  | Keep for Pull down | [5 empty] | #REF! | [12 empty] | #N/A | 0 | 0 | 0 | -0.0047 | -1.1703 | 0.0032 | 0.7968 | -0.0027 | -0.6723 | 0.0012 | 0.2988 | 0.0146 | 3.6354 | -0.013 | -3.237 | -0.0067 | -1.6683 | -0.013 | -3.237 | -0.0067 | -1.6683 | 4440
9 | [37 empty] | 0 | 0 | 0.1 | [19 empty] | 14 | 250 | 2300 | 2750 | 0 | 3000 | 14 | Round | 1 | 0.52 |  | Alum/304SS | [8 empty] | #REF! | [12 empty] | #N/A | 0 | 0 | 0 | -0.0047 | -1.1703 | 0.0032 | 0.7968 | -0.0027 | -0.6723 | 0.0012 | 0.2988 | 0.0146 | 3.6354 | -0.013 | -3.237 | -0.0067 | -1.6683 | -0.013 | -3.237 | -0.0067 | -1.6683 | 4808
10 | [37 empty] | 0 | 0 | 0.1 | [19 empty] | 12x18 | 260 | 2500 | 3200 | 0 | 3400 | 18 | Rectangular | 2 | 0.57 |  | SSA#17 |  |  | Band Clamps | [5 empty] | #REF! | [12 empty] | #N/A | 0 | 0 | 0 | -0.0047 | -1.1703 | 0.0032 | 0.7968 | -0.0027 | -0.6723 | 0.0012 | 0.2988 | 0.0146 | 3.6354 | -0.013 | -3.237 | -0.0067 | -1.6683 | -0.013 | -3.237 | -0.0067 | -1.6683 | 2034
11 | [37 empty] | 0 | 0 | 0.1 | [19 empty] | 12x24 | 350 | 3200 | 4000 | 0 | 4200 | 24 | Rectangular | 2 | 0.76 |  | High Temp 4+2K | [8 empty] | #REF! | [12 empty] | #N/A | 0 | 0 | 0 | -0.0047 | -1.1703 | 0.0032 | 0.7968 | -0.0027 | -0.6723 | 0.0012 | 0.2988 | 0.0146 | 3.6354 | -0.013 | -3.237 | -0.0067 | -1.6683 | -0.013 | -3.237 | -0.0067 | -1.6683 | 2203
12 | [37 empty] | 0 | 0 | 0.1 | [19 empty] | 12x36 | 520 | 5000 | 6400 | 0 | 6800 | 36 | Rectangular | 2 | 1.14 | [10 empty] | #REF! | [12 empty] | #N/A | 0 | 0 | 0 | -0.0047 | -1.1703 | 0.0032 | 0.7968 | -0.0027 | -0.6723 | 0.0012 | 0.2988 | 0.0146 | 3.6354 | -0.013 | -3.237 | -0.0067 | -1.6683 | -0.013 | -3.237 | -0.0067 | -1.6683 | 2284
13 | [37 empty] | 0 | 0 | 0.1 | [19 empty] | 12x48 | 700 | 5400 | 8000 | 0 | 8400 | 48 | Rectangular | 2 | 1.52 | [10 empty] | #REF! | [12 empty] | #N/A | 0 | 0 | 0 | -0.0047 | -1.1703 | 0.0032 | 0.7968 | -0.0027 | -0.6723 | 0.0012 | 0.2988 | 0.0146 | 3.6354 | -0.013 | -3.237 | -0.0067 | -1.6683 | -0.013 | -3.237 | -0.0067 | -1.6683 | 2357
14 | [37 empty] | 0 | 0 | 0.1 | [39 empty] | #REF! | [12 empty] | #N/A | 0 | 0 | 0 | -0.0047 | -1.1703 | 0.0032 | 0.7968 | -0.0027 | -0.6723 | 0.0012 | 0.2988 | 0.0146 | 3.6354 | -0.013 | -3.237 | -0.0067 | -1.6683 | -0.013 | -3.237 | -0.0067 | -1.6683 | 2608
15 | [37 empty] | 0 | 0 | 0.1 | [19 empty] | Base Model |  |  | Indirect Fcn | [16 empty] | #REF! | [12 empty] | #N/A | 0 | 0 | 0 | -0.0047 | -1.1703 | 0.0032 | 0.7968 | -0.0027 | -0.6723 | 0.0012 | 0.2988 | 0.0146 | 3.6354 | -0.013 | -3.237 | -0.0067 | -1.6683 | -0.013 | -3.237 | -0.0067 | -1.6683 | 3201
16 | [37 empty] | 0 | 0 | 0.1 | [19 empty] | Shape | M/N |  | for Act. Sel |  |  |  |  | Indirect Fcn for Shutoff |  |  | SERVICE COUNT (SUPPLY, FH, GE, Other Exhaust) | [8 empty] | #REF! | [12 empty] | #N/A | 0 | 0 | 0 | -0.0047 | -1.1703 | 0.0032 | 0.7968 | -0.0027 | -0.6723 | 0.0012 | 0.2988 | 0.0146 | 3.6354 | -0.013 | -3.237 | -0.0067 | -1.6683 | -0.013 | -3.237 | -0.0067 | -1.6683 | 3335
17 | [37 empty] | 0 | 0 | 0.1 | [19 empty] | Round | 1 |  | ePI |  |  |  |  | NOSO | SO | [10 empty] | #REF! | [12 empty] | #N/A | 0 | 0 | 0 | -0.0047 | -1.1703 | 0.0032 | 0.7968 | -0.0027 | -0.6723 | 0.0012 | 0.2988 | 0.0146 | 3.6354 | -0.013 | -3.237 | -0.0067 | -1.6683 | -0.013 | -3.237 | -0.0067 | -1.6683 | 5756
18 | [37 empty] | 0 | 0 | 0.1 | [19 empty] | Rectangular | 2 |  | Yes |  |  |  |  | No Shutoff | Shutoff |  | 0 | SUPPLY |  | Service | [5 empty] | #REF! | [12 empty] | #N/A | 0 | 0 | 0 | -0.0047 | -1.1703 | 0.0032 | 0.7968 | -0.0027 | -0.6723 | 0.0012 | 0.2988 | 0.0146 | 3.6354 | -0.013 | -3.237 | -0.0067 | -1.6683 | -0.013 | -3.237 | -0.0067 | -1.6683 | 5998
19 | [37 empty] | 0 | 0 | 0.1 | [22 empty] | No |  |  |  |  | Included | Tight Shutoff |  |  |  |  | Supply | [5 empty] | #REF! | [12 empty] | #N/A | 0 | 0 | 0 | -0.0047 | -1.1703 | 0.0032 | 0.7968 | -0.0027 | -0.6723 | 0.0012 | 0.2988 | 0.0146 | 3.6354 | -0.013 | -3.237 | -0.0067 | -1.6683 | -0.013 | -3.237 | -0.0067 | -1.6683 | 2790
20 | [37 empty] | 0 | 0 | 0.1 | [19 empty] | Material | M/N | [6 empty] | NOSOPFA |  |  | 0 | FH Exhaust |  | Service | [5 empty] | #REF! | [12 empty] | #N/A | 0 | 0 | 0 | -0.0047 | -1.1703 | 0.0032 | 0.7968 | -0.0027 | -0.6723 | 0.0012 | 0.2988 | 0.0146 | 3.6354 | -0.013 | -3.237 | -0.0067 | -1.6683 | -0.013 | -3.237 | -0.0067 | -1.6683 | 2871
21 | [37 empty] | 0 | 0 | 0.1 | [19 empty] | Galvanized | 1 |  | Yes | [10 empty] | FH Exhaust | [5 empty] | #REF! | [12 empty] | #N/A | 0 | 0 | 0 | -0.0047 | -1.1703 | 0.0032 | 0.7968 | -0.0027 | -0.6723 | 0.0012 | 0.2988 | 0.0146 | 3.6354 | -0.013 | -3.237 | -0.0067 | -1.6683 | -0.013 | -3.237 | -0.0067 | -1.6683 | 3044
22 | [37 empty] | 0 | 0 | 0.1 | [19 empty] | 304SS | 2 |  | HS FLP | [5 empty] | All others |  | 0 | GE |  | Service | [5 empty] | #REF! | [12 empty] | #N/A | 0 | 0 | 0 | -0.0047 | -1.1703 | 0.0032 | 0.7968 | -0.0027 | -0.6723 | 0.0012 | 0.2988 | 0.0146 | 3.6354 | -0.013 | -3.237 | -0.0067 | -1.6683 | -0.013 | -3.237 | -0.0067 | -1.6683 | 3468
23 | [37 empty] | 0 | 0 | 0.1 | [19 empty] | 316SS | 3 |  | HS FSP | [10 empty] | GE | [5 empty] | #REF! | [12 empty] | #N/A | 0 | 0 | 0 | -0.0047 | -1.1703 | 0.0032 | 0.7968 | -0.0027 | -0.6723 | 0.0012 | 0.2988 | 0.0146 | 3.6354 | -0.013 | -3.237 | -0.0067 | -1.6683 | -0.013 | -3.237 | -0.0067 | -1.6683 | 3683
24 | [37 empty] | 0 | 0 | 0.1 | [19 empty] | Alum/304SS | 7 | [6 empty] | Indirect Fcn for Flanged |  |  | 0 | Other Exhaust |  | Service | [5 empty] | #REF! | [12 empty] | #N/A | 0 | 0 | 0 | -0.0047 | -1.1703 | 0.0032 | 0.7968 | -0.0027 | -0.6723 | 0.0012 | 0.2988 | 0.0146 | 3.6354 | -0.013 | -3.237 | -0.0067 | -1.6683 | -0.013 | -3.237 | -0.0067 | -1.6683 | 4260
25 | [37 empty] | 0 | 0 | 0.1 | [19 empty] | Aluminum | 4 |  | No |  |  |  |  | NOFL | FL |  |  |  |  | Other Exhaust | [5 empty] | #REF! | [12 empty] | #N/A | 0 | 0 | 0 | -0.0047 | -1.1703 | 0.0032 | 0.7968 | -0.0027 | -0.6723 | 0.0012 | 0.2988 | 0.0146 | 3.6354 | -0.013 | -3.237 | -0.0067 | -1.6683 | -0.013 | -3.237 | -0.0067 | -1.6683 | 4439
26 | [37 empty] | 0 | 0 | 0.1 | [19 empty] | HighTemp. | 6 |  | HS FLP 0-10V |  |  |  |  | No Flanges | Flanged |  | 0 | Return |  | Service | [5 empty] | #REF! | [12 empty] | #N/A | 0 | 0 | 0 | -0.0047 | -1.1703 | 0.0032 | 0.7968 | -0.0027 | -0.6723 | 0.0012 | 0.2988 | 0.0146 | 3.6354 | -0.013 | -3.237 | -0.0067 | -1.6683 | -0.013 | -3.237 | -0.0067 | -1.6683 | 8956
27 | [37 empty] | 0 | 0 | 0.1 | [19 empty] | PFACoated | 5 |  | HS FLP 2-10V | [5 empty] | Flanged |  |  |  |  | Return | [5 empty] | #REF! | [12 empty] | #N/A | 0 | 0 | 0 | -0.0047 | -1.1703 | 0.0032 | 0.7968 | -0.0027 | -0.6723 | 0.0012 | 0.2988 | 0.0146 | 3.6354 | -0.013 | -3.237 | -0.0067 | -1.6683 | -0.013 | -3.237 | -0.0067 | -1.6683 | 9314
28 | [37 empty] | 0 | 0 | 0.1 | [22 empty] | HS FSP 0-10V | [7 empty] | 0 | Cage Rack |  | Service | [5 empty] | #REF! | [12 empty] | #N/A | 0 | 0 | 0 | -0.0047 | -1.1703 | 0.0032 | 0.7968 | -0.0027 | -0.6723 | 0.0012 | 0.2988 | 0.0146 | 3.6354 | -0.013 | -3.237 | -0.0067 | -1.6683 | -0.013 | -3.237 | -0.0067 | -1.6683 | 4457
29 | [37 empty] | 0 | 0 | 0.1 | [22 empty] | HS FSP 2-10V | [10 empty] | Cage Rack | [5 empty] | #REF! | [12 empty] | #N/A | 0 | 0 | 0 | -0.0047 | -1.1703 | 0.0032 | 0.7968 | -0.0027 | -0.6723 | 0.0012 | 0.2988 | 0.0146 | 3.6354 | -0.013 | -3.237 | -0.0067 | -1.6683 | -0.013 | -3.237 | -0.0067 | -1.6683 | 4626
30 | [37 empty] | 0 | 0 | 0.1 | [28 empty] | 6,8,10,12,14 |  | 0 | BioSafety |  | Service | [5 empty] | #REF! | [12 empty] | #N/A | 0 | 0 | 0 | -0.0047 | -1.1703 | 0.0032 | 0.7968 | -0.0027 | -0.6723 | 0.0012 | 0.2988 | 0.0146 | 3.6354 | -0.013 | -3.237 | -0.0067 | -1.6683 | -0.013 | -3.237 | -0.0067 | -1.6683 | 4707
31 | [37 empty] | 0 | 0 | 0.1 | [19 empty] | Actuator Type | [13 empty] | BioSafety | [5 empty] | #REF! | [12 empty] | #N/A | 0 | 0 | 0 | -0.0047 | -1.1703 | 0.0032 | 0.7968 | -0.0027 | -0.6723 | 0.0012 | 0.2988 | 0.0146 | 3.6354 | -0.013 | -3.237 | -0.0067 | -1.6683 | -0.013 | -3.237 | -0.0067 | -1.6683 | 4780
32 | [37 empty] | 0 | 0 | 0.1 | [21 empty] | Watts | VA |  |  |  |  | Indirect Fcn for xmtr Out |  |  | 0 | Snorkel |  | Service | [5 empty] | #REF! | [12 empty] | #N/A | 0 | 0 | 0 | -0.0047 | -1.1703 | 0.0032 | 0.7968 | -0.0027 | -0.6723 | 0.0012 | 0.2988 | 0.0146 | 3.6354 | -0.013 | -3.237 | -0.0067 | -1.6683 | -0.013 | -3.237 | -0.0067 | -1.6683 | 5032
33 | [37 empty] | 0 | 0 | 0.1 | [19 empty] | HS FLP 0-10V | 02 | 14 | 27 | Belimo | Fail Last Position Belimo (0-10v) - NMQX24-MFT-A FLP |  |  | NOCTL | CTL |  |  |  |  | Snorkel | [5 empty] | #REF! | [12 empty] | #N/A | 0 | 0 | 0 | -0.0047 | -1.1703 | 0.0032 | 0.7968 | -0.0027 | -0.6723 | 0.0012 | 0.2988 | 0.0146 | 3.6354 | -0.013 | -3.237 | -0.0067 | -1.6683 | -0.013 | -3.237 | -0.0067 | -1.6683 | 5624
34 | [37 empty] | 0 | 0 | 0.1 | [19 empty] | HS FLP 2-10V | 03 | 14 | 27 | Belimo | Fail Last Position Belimo (2-10v) - NMQX24-MFT-B FLP |  |  | AVT3000 | AVC | [10 empty] | #REF! | [12 empty] | #N/A | 0 | 0 | 0 | -0.0047 | -1.1703 | 0.0032 | 0.7968 | -0.0027 | -0.6723 | 0.0012 | 0.2988 | 0.0146 | 3.6354 | -0.013 | -3.237 | -0.0067 | -1.6683 | -0.013 | -3.237 | -0.0067 | -1.6683 | 5759
35 | [37 empty] | 0 | 0 | 0.1 | [19 empty] | HS FSP 0-10V | 04 | 16 | 28 | Belimo | Fail Open/Closed Belimo (2-10v) - NKQX24-MFT-B FSP | [14 empty] | #REF! | [12 empty] | #N/A | 0 | 0 | 0 | -0.0047 | -1.1703 | 0.0032 | 0.7968 | -0.0027 | -0.6723 | 0.0012 | 0.2988 | 0.0146 | 3.6354 | -0.013 | -3.237 | -0.0067 | -1.6683 | -0.013 | -3.237 | -0.0067 | -1.6683 | 8179
36 | [37 empty] | 0 | 0 | 0.1 | [19 empty] | HS FSP 2-10V | 05 | 16 | 28 | Belimo | Fail Open/Closed Belimo (0-10v) - NKQX24-MFT-A FSP |  |  | 4-20ma | 4-20ma | [10 empty] | #REF! | [12 empty] | #N/A | 0 | 0 | 0 | -0.0047 | -1.1703 | 0.0032 | 0.7968 | -0.0027 | -0.6723 | 0.0012 | 0.2988 | 0.0146 | 3.6354 | -0.013 | -3.237 | -0.0067 | -1.6683 | -0.013 | -3.237 | -0.0067 | -1.6683 | 8422
37 | [37 empty] | 0 | 0 | 0.1 | [19 empty] | SS FLP 2-10V | 07 | 6 | 14 | Belimo | Fail Last Position 45 Sec Belimo (2-10v) - NMX24-MFT |  |  | 0-20ma | 0-20ma | [10 empty] | #REF! | [12 empty] | #N/A | 0 | 0 | 0 | -0.0047 | -1.1703 | 0.0032 | 0.7968 | -0.0027 | -0.6723 | 0.0012 | 0.2988 | 0.0146 | 3.6354 | -0.013 | -3.237 | -0.0067 | -1.6683 | -0.013 | -3.237 | -0.0067 | -1.6683 | 7367
38 | [37 empty] | 0 | 0 | 0.1 | [19 empty] | SSA FLP 2-10V | 17 | 9 | 17 | Accutrol | Fail Last Postion, Gruner |  |  | 2-10V | 2-10V | [10 empty] | #REF! | [12 empty] | #N/A | 0 | 0 | 0 | -0.0047 | -1.1703 | 0.0032 | 0.7968 | -0.0027 | -0.6723 | 0.0012 | 0.2988 | 0.0146 | 3.6354 | -0.013 | -3.237 | -0.0067 | -1.6683 | -0.013 | -3.237 | -0.0067 | -1.6683 | 8160
39 | [37 empty] | 0 | 0 | 0.1 | [19 empty] | HS FLP 0-10V | 02 | 25 | 49 | Double valve |  |  |  | 0-10V | 0-10V | [10 empty] | #REF! | [12 empty] | #N/A | 0 | 0 | 0 | -0.0047 | -1.1703 | 0.0032 | 0.7968 | -0.0027 | -0.6723 | 0.0012 | 0.2988 | 0.0146 | 3.6354 | -0.013 | -3.237 | -0.0067 | -1.6683 | -0.013 | -3.237 | -0.0067 | -1.6683 | 9036
40 | [37 empty] | 0 | 0 | 0.1 | [19 empty] | HS FLP 2-10V | 03 | 25 | 49 | Double valve |  |  |  | 1-5V | 1-5V | [10 empty] | #REF! | [12 empty] | #N/A | 0 | 0 | 0 | -0.0047 | -1.1703 | 0.0032 | 0.7968 | -0.0027 | -0.6723 | 0.0012 | 0.2988 | 0.0146 | 3.6354 | -0.013 | -3.237 | -0.0067 | -1.6683 | -0.013 | -3.237 | -0.0067 | -1.6683 | 9999
41 | [37 empty] | 0 | 0 | 0.1 | [19 empty] | HS FSP 0-10V | 04 | 29 | 51 | Double valve |  |  |  | 0-5V | 0-5V | [10 empty] | #REF! | [12 empty] | #N/A | 0 | 0 | 0 | -0.0047 | -1.1703 | 0.0032 | 0.7968 | -0.0027 | -0.6723 | 0.0012 | 0.2988 | 0.0146 | 3.6354 | -0.013 | -3.237 | -0.0067 | -1.6683 | -0.013 | -3.237 | -0.0067 | -1.6683 | 2288
42 | [37 empty] | 0 | 0 | 0.1 | [19 empty] | HS FSP 2-10V | 05 | 29 | 51 | Double valve | [15 empty] | #REF! | [12 empty] | #N/A | 0 | 0 | 0 | -0.0047 | -1.1703 | 0.0032 | 0.7968 | -0.0027 | -0.6723 | 0.0012 | 0.2988 | 0.0146 | 3.6354 | -0.013 | -3.237 | -0.0067 | -1.6683 | -0.013 | -3.237 | -0.0067 | -1.6683 | 2341
43 | [37 empty] | 0 | 0 | 0.1 | [19 empty] | SS FLP 2-10V | 07 | 9 | 19 | Double valve | [15 empty] | #REF! | [12 empty] | #N/A | 0 | 0 | 0 | -0.0047 | -1.1703 | 0.0032 | 0.7968 | -0.0027 | -0.6723 | 0.0012 | 0.2988 | 0.0146 | 3.6354 | -0.013 | -3.237 | -0.0067 | -1.6683 | -0.013 | -3.237 | -0.0067 | -1.6683 | 2399
44 | [37 empty] | 0 | 0 | 0.1 | [19 empty] | SSA FLP 2-10V | 17 | [18 empty] | #REF! | [12 empty] | #N/A | 0 | 0 | 0 | -0.0047 | -1.1703 | 0.0032 | 0.7968 | -0.0027 | -0.6723 | 0.0012 | 0.2988 | 0.0146 | 3.6354 | -0.013 | -3.237 | -0.0067 | -1.6683 | -0.013 | -3.237 | -0.0067 | -1.6683 | 2461
45 | [37 empty] | 0 | 0 | 0.1 | [39 empty] | #REF! | [12 empty] | #N/A | 0 | 0 | 0 | -0.0047 | -1.1703 | 0.0032 | 0.7968 | -0.0027 | -0.6723 | 0.0012 | 0.2988 | 0.0146 | 3.6354 | -0.013 | -3.237 | -0.0067 | -1.6683 | -0.013 | -3.237 | -0.0067 | -1.6683 | 2630
46 | [37 empty] | 0 | 0 | 0.1 | [19 empty] | Service | [19 empty] | #REF! | [12 empty] | #N/A | 0 | 0 | 0 | -0.0047 | -1.1703 | 0.0032 | 0.7968 | -0.0027 | -0.6723 | 0.0012 | 0.2988 | 0.0146 | 3.6354 | -0.013 | -3.237 | -0.0067 | -1.6683 | -0.013 | -3.237 | -0.0067 | -1.6683 | 2894
47 | [37 empty] | 0 | 0 | 0.1 | [23 empty] | AVTW | AVCA | AVCB | AVCW | AVT3A | AVT3B | AVTCB | [9 empty] | #REF! | [12 empty] | #N/A | 0 | 0 | 0 | -0.0047 | -1.1703 | 0.0032 | 0.7968 | -0.0027 | -0.6723 | 0.0012 | 0.2988 | 0.0146 | 3.6354 | -0.013 | -3.237 | -0.0067 | -1.6683 | -0.013 | -3.237 | -0.0067 | -1.6683 | 3097
48 | [37 empty] | 0 | 0 | 0.1 | [19 empty] | Supply |  |  |  | Wireless | AccuNet | Included | Wireless | AccuNet | BACnet | [10 empty] | #REF! | [12 empty] | #N/A | 0 | 0 | 0 | -0.0047 | -1.1703 | 0.0032 | 0.7968 | -0.0027 | -0.6723 | 0.0012 | 0.2988 | 0.0146 | 3.6354 | -0.013 | -3.237 | -0.0067 | -1.6683 | -0.013 | -3.237 | -0.0067 | -1.6683 | 4851
49 | [37 empty] | 0 | 0 | 0.1 | [19 empty] | FH Exhaust | [19 empty] | #REF! | [12 empty] | #N/A | 0 | 0 | 0 | -0.0047 | -1.1703 | 0.0032 | 0.7968 | -0.0027 | -0.6723 | 0.0012 | 0.2988 | 0.0146 | 3.6354 | -0.013 | -3.237 | -0.0067 | -1.6683 | -0.013 | -3.237 | -0.0067 | -1.6683 | 5218
50 | [37 empty] | 0 | 0 | 0.1 | [19 empty] | GE | [19 empty] | #REF! | [12 empty] | #N/A | 0 | 0 | 0 | -0.0047 | -1.1703 | 0.0032 | 0.7968 | -0.0027 | -0.6723 | 0.0012 | 0.2988 | 0.0146 | 3.6354 | -0.013 | -3.237 | -0.0067 | -1.6683 | -0.013 | -3.237 | -0.0067 | -1.6683 | 2445
51 | [37 empty] | 0 | 0 | 0.1 | [19 empty] | Other Exhaust | [19 empty] | #REF! | [12 empty] | #N/A | 0 | 0 | 0 | -0.0047 | -1.1703 | 0.0032 | 0.7968 | -0.0027 | -0.6723 | 0.0012 | 0.2988 | 0.0146 | 3.6354 | -0.013 | -3.237 | -0.0067 | -1.6683 | -0.013 | -3.237 | -0.0067 | -1.6683 | 2614
52 | [37 empty] | 0 | 0 | 0.1 | [19 empty] | Return | [19 empty] | #REF! | [12 empty] | #N/A | 0 | 0 | 0 | -0.0047 | -1.1703 | 0.0032 | 0.7968 | -0.0027 | -0.6723 | 0.0012 | 0.2988 | 0.0146 | 3.6354 | -0.013 | -3.237 | -0.0067 | -1.6683 | -0.013 | -3.237 | -0.0067 | -1.6683 | 2695
53 | [37 empty] | 0 | 0 | 0.1 | [19 empty] | Cage Rack |  |  |  |  | Supply | Supply4k | SupplyV | [12 empty] | #REF! | [12 empty] | #N/A | 0 | 0 | 0 | -0.0047 | -1.1703 | 0.0032 | 0.7968 | -0.0027 | -0.6723 | 0.0012 | 0.2988 | 0.0146 | 3.6354 | -0.013 | -3.237 | -0.0067 | -1.6683 | -0.013 | -3.237 | -0.0067 | -1.6683 | 2767
54 | [37 empty] | 0 | 0 | 0.1 | [19 empty] | BioSafety |  |  |  |  | 6 | 6 | AVR6000 | [12 empty] | #REF! | [12 empty] | #N/A | 0 | 0 | 0 | -0.0047 | -1.1703 | 0.0032 | 0.7968 | -0.0027 | -0.6723 | 0.0012 | 0.2988 | 0.0146 | 3.6354 | -0.013 | -3.237 | -0.0067 | -1.6683 | -0.013 | -3.237 | -0.0067 | -1.6683 | 3019
55 | [37 empty] | 0 | 0 | 0.1 | [19 empty] | Snorkel | H- |  |  |  | 8 | 8 | AVT6000 | [12 empty] | #REF! | [12 empty] | #N/A | 0 | 0 | 0 | -0.0047 | -1.1703 | 0.0032 | 0.7968 | -0.0027 | -0.6723 | 0.0012 | 0.2988 | 0.0146 | 3.6354 | -0.013 | -3.237 | -0.0067 | -1.6683 | -0.013 | -3.237 | -0.0067 | -1.6683 | 3612
56 | [37 empty] | 0 | 0 | 0.1 | [20 empty] | H- |  |  |  | 10 | 10 | AVC6000 | [12 empty] | #REF! | [12 empty] | #N/A | 0 | 0 | 0 | -0.0047 | -1.1703 | 0.0032 | 0.7968 | -0.0027 | -0.6723 | 0.0012 | 0.2988 | 0.0146 | 3.6354 | -0.013 | -3.237 | -0.0067 | -1.6683 | -0.013 | -3.237 | -0.0067 | -1.6683 | 3746
57 | [37 empty] | 0 | 0 | 0.1 | [24 empty] | 12 | 12 | AVR4000 | [12 empty] | #REF! | [12 empty] | #N/A | 0 | 0 | 0 | -0.0047 | -1.1703 | 0.0032 | 0.7968 | -0.0027 | -0.6723 | 0.0012 | 0.2988 | 0.0146 | 3.6354 | -0.013 | -3.237 | -0.0067 | -1.6683 | -0.013 | -3.237 | -0.0067 | -1.6683 | 6167
58 | [37 empty] | 0 | 0 | 0.1 | [19 empty] | Product Line |  |  |  |  | 14 | 14 | AVT4000 | [12 empty] | #REF! | [12 empty] | #N/A | 0 | 0 | 0 | -0.0047 | -1.1703 | 0.0032 | 0.7968 | -0.0027 | -0.6723 | 0.0012 | 0.2988 | 0.0146 | 3.6354 | -0.013 | -3.237 | -0.0067 | -1.6683 | -0.013 | -3.237 | -0.0067 | -1.6683 | 6409
59 | [37 empty] | 0 | 0 | 0.1 | [19 empty] | Healthcare |  |  | AV3000X |  | 12x18 | 12x18 | AVC4000 |  | CageRkMat | [10 empty] | #REF! | [12 empty] | #N/A | 0 | 0 | 0 | -0.0047 | -1.1703 | 0.0032 | 0.7968 | -0.0027 | -0.6723 | 0.0012 | 0.2988 | 0.0146 | 3.6354 | -0.013 | -3.237 | -0.0067 | -1.6683 | -0.013 | -3.237 | -0.0067 | -1.6683 | 3201
60 | [37 empty] | 0 | 0 | 0.1 | [19 empty] | Life Science |  |  | HS FLP 0-10V |  | 12x24 | 12x24 | AVC2000 |  | 304SS | [10 empty] | #REF! | [12 empty] | #N/A | 0 | 0 | 0 | -0.0047 | -1.1703 | 0.0032 | 0.7968 | -0.0027 | -0.6723 | 0.0012 | 0.2988 | 0.0146 | 3.6354 | -0.013 | -3.237 | -0.0067 | -1.6683 | -0.013 | -3.237 | -0.0067 | -1.6683 | 3282
61 | [37 empty] | 0 | 0 | 0.1 | [19 empty] | Laboratory |  |  | HS FLP 2-10V |  | 12x36 |  | AVC5000 |  | Aluminum | [10 empty] | #REF! | [12 empty] | #N/A | 0 | 0 | 0 | -0.0047 | -1.1703 | 0.0032 | 0.7968 | -0.0027 | -0.6723 | 0.0012 | 0.2988 | 0.0146 | 3.6354 | -0.013 | -3.237 | -0.0067 | -1.6683 | -0.013 | -3.237 | -0.0067 | -1.6683 | 3455
62 | [37 empty] | 0 | 0 | 0.1 | [22 empty] | HS FSP 0-10V |  | 12x48 |  | FHExhaustV | [12 empty] | #REF! | [12 empty] | #N/A | 0 | 0 | 0 | -0.0047 | -1.1703 | 0.0032 | 0.7968 | -0.0027 | -0.6723 | 0.0012 | 0.2988 | 0.0146 | 3.6354 | -0.013 | -3.237 | -0.0067 | -1.6683 | -0.013 | -3.237 | -0.0067 | -1.6683 | 3879
63 | [37 empty] | 0 | 0 | 0.1 | [22 empty] | HS FSP 2-10V |  |  |  | AVC6000 |  | AllVlvMat |  |  | Password for Alum/304ss is "Alum/304SS" | [7 empty] | #REF! | [12 empty] | #N/A | 0 | 0 | 0 | -0.0047 | -1.1703 | 0.0032 | 0.7968 | -0.0027 | -0.6723 | 0.0012 | 0.2988 | 0.0146 | 3.6354 | -0.013 | -3.237 | -0.0067 | -1.6683 | -0.013 | -3.237 | -0.0067 | -1.6683 | 4093
64 | [37 empty] | 0 | 0 | 0.1 | [22 empty] | SS FLP 2-10V |  | FHExhaust |  | AVC5000 |  | Aluminum | [10 empty] | #REF! | [12 empty] | #N/A | 0 | 0 | 0 | -0.0047 | -1.1703 | 0.0032 | 0.7968 | -0.0027 | -0.6723 | 0.0012 | 0.2988 | 0.0146 | 3.6354 | -0.013 | -3.237 | -0.0067 | -1.6683 | -0.013 | -3.237 | -0.0067 | -1.6683 | 4671
65 | [37 empty] | 0 | 0 | 0.1 | [24 empty] | 6 |  | AVT6000 |  | 304SS |  |  | 0 | [7 empty] | #REF! | [12 empty] | #N/A | 0 | 0 | 0 | -0.0047 | -1.1703 | 0.0032 | 0.7968 | -0.0027 | -0.6723 | 0.0012 | 0.2988 | 0.0146 | 3.6354 | -0.013 | -3.237 | -0.0067 | -1.6683 | -0.013 | -3.237 | -0.0067 | -1.6683 | 4850
66 | [37 empty] | 0 | 0 | 0.1 | [19 empty] | Options |  | AVC5000X | AVC6000X | AVCCRX | 8 |  | AVC4000 |  | 316SS | [10 empty] | #REF! | [12 empty] | #N/A | 0 | 0 | 0 | -0.0047 | -1.1703 | 0.0032 | 0.7968 | -0.0027 | -0.6723 | 0.0012 | 0.2988 | 0.0146 | 3.6354 | -0.013 | -3.237 | -0.0067 | -1.6683 | -0.013 | -3.237 | -0.0067 | -1.6683 | 9367
67 | [37 empty] | 0 | 0 | 0.1 | [19 empty] | Flanged |  | HS FLP 2-10V | HS FLP 2-10V | SS FLP 2-10V | 10 |  | AVT4000 |  | HighTemp. | [10 empty] | #REF! | [12 empty] | #N/A | 0 | 0 | 0 | -0.0047 | -1.1703 | 0.0032 | 0.7968 | -0.0027 | -0.6723 | 0.0012 | 0.2988 | 0.0146 | 3.6354 | -0.013 | -3.237 | -0.0067 | -1.6683 | -0.013 | -3.237 | -0.0067 | -1.6683 | 9725
68 | [37 empty] | 0 | 0 | 0.1 | [19 empty] | Tight Shutoff | Rectangular | HS FSP 2-10V | HS FSP 2-10V |  | 12 |  |  |  | PFACoated | [10 empty] | #REF! | [12 empty] | #N/A | 0 | 0 | 0 | -0.0047 | -1.1703 | 0.0032 | 0.7968 | -0.0027 | -0.6723 | 0.0012 | 0.2988 | 0.0146 | 3.6354 | -0.013 | -3.237 | -0.0067 | -1.6683 | -0.013 | -3.237 | -0.0067 | -1.6683 | 4868
69 | [37 empty] | 0 | 0 | 0.1 | [19 empty] | Insulation | NA | SS FLP 2-10V | SS FLP 2-10V |  | 14 |  | GEV | [12 empty] | #REF! | [12 empty] | #N/A | 0 | 0 | 0 | -0.0047 | -1.1703 | 0.0032 | 0.7968 | -0.0027 | -0.6723 | 0.0012 | 0.2988 | 0.0146 | 3.6354 | -0.013 | -3.237 | -0.0067 | -1.6683 | -0.013 | -3.237 | -0.0067 | -1.6683 | 5037
70 | [37 empty] | 0 | 0 | 0.1 | [24 empty] | 12x18 |  | AVC6000 |  | LessVlvMat | LeastVlvMat | AV2KVlvMat | [8 empty] | #REF! | [12 empty] | #N/A | 0 | 0 | 0 | -0.0047 | -1.1703 | 0.0032 | 0.7968 | -0.0027 | -0.6723 | 0.0012 | 0.2988 | 0.0146 | 3.6354 | -0.013 | -3.237 | -0.0067 | -1.6683 | -0.013 | -3.237 | -0.0067 | -1.6683 | 5118
71 | [37 empty] | 0 | 0 | 0.1 | [19 empty] | I/O |  |  |  |  | 12x24 |  | AVT6000 |  | Aluminum | Aluminum | Aluminum | [8 empty] | #REF! | [12 empty] | #N/A | 0 | 0 | 0 | -0.0047 | -1.1703 | 0.0032 | 0.7968 | -0.0027 | -0.6723 | 0.0012 | 0.2988 | 0.0146 | 3.6354 | -0.013 | -3.237 | -0.0067 | -1.6683 | -0.013 | -3.237 | -0.0067 | -1.6683 | 5191
72 | [37 empty] | 0 | 0 | 0.1 | [19 empty] | 4-20ma |  |  |  |  | 12x36 |  | AVC4000 |  | 304SS | 304SS | 304SS | [8 empty] | #REF! | [12 empty] | #N/A | 0 | 0 | 0 | -0.0047 | -1.1703 | 0.0032 | 0.7968 | -0.0027 | -0.6723 | 0.0012 | 0.2988 | 0.0146 | 3.6354 | -0.013 | -3.237 | -0.0067 | -1.6683 | -0.013 | -3.237 | -0.0067 | -1.6683 | 5442
73 | [37 empty] | 0 | 0 | 0.1 | [19 empty] | 0-20ma |  |  | AVC4000X | AVT4000X | 12x48 |  | AVT4000 |  | 316SS | 316SS | 316SS | [8 empty] | #REF! | [12 empty] | #N/A | 0 | 0 | 0 | -0.0047 | -1.1703 | 0.0032 | 0.7968 | -0.0027 | -0.6723 | 0.0012 | 0.2988 | 0.0146 | 3.6354 | -0.013 | -3.237 | -0.0067 | -1.6683 | -0.013 | -3.237 | -0.0067 | -1.6683 | 6035
74 | [37 empty] | 0 | 0 | 0.1 | [19 empty] | 2-10V |  |  | SSA FLP 2-10V | SSA FLP 2-10V |  |  | AVC5000 |  | HighTemp. | [10 empty] | #REF! | [12 empty] | #N/A | 0 | 0 | 0 | -0.0047 | -1.1703 | 0.0032 | 0.7968 | -0.0027 | -0.6723 | 0.0012 | 0.2988 | 0.0146 | 3.6354 | -0.013 | -3.237 | -0.0067 | -1.6683 | -0.013 | -3.237 | -0.0067 | -1.6683 | 6169
75 | [37 empty] | 0 | 0 | 0.1 | [19 empty] | 0-10V |  |  |  |  | GE | GE4k | AVC2000 | [12 empty] | #REF! | [12 empty] | #N/A | 0 | 0 | 0 | -0.0047 | -1.1703 | 0.0032 | 0.7968 | -0.0027 | -0.6723 | 0.0012 | 0.2988 | 0.0146 | 3.6354 | -0.013 | -3.237 | -0.0067 | -1.6683 | -0.013 | -3.237 | -0.0067 | -1.6683 | 8590
76 | [37 empty] | 0 | 0 | 0.1 | [24 empty] | 6 | 6 |  |  | AVC5000CRM | [10 empty] | #REF! | [12 empty] | #N/A | 0 | 0 | 0 | -0.0047 | -1.1703 | 0.0032 | 0.7968 | -0.0027 | -0.6723 | 0.0012 | 0.2988 | 0.0146 | 3.6354 | -0.013 | -3.237 | -0.0067 | -1.6683 | -0.013 | -3.237 | -0.0067 | -1.6683 | 8832
77 | [37 empty] | 0 | 0 | 0.1 | [19 empty] | VOLUME |  |  |  |  | 8 | 8 | OtherExhaustV |  | 304SS | [10 empty] | #REF! | [12 empty] | #N/A | 0 | 0 | 0 | -0.0047 | -1.1703 | 0.0032 | 0.7968 | -0.0027 | -0.6723 | 0.0012 | 0.2988 | 0.0146 | 3.6354 | -0.013 | -3.237 | -0.0067 | -1.6683 | -0.013 | -3.237 | -0.0067 | -1.6683 | 7726
78 | [37 empty] | 0 | 0 | 0.1 | [19 empty] | CFM |  |  | HealthTrackAV3 |  | 10 | 10 | AVC6000 |  | Aluminum | [10 empty] | #REF! | [12 empty] | #N/A | 0 | 0 | 0 | -0.0047 | -1.1703 | 0.0032 | 0.7968 | -0.0027 | -0.6723 | 0.0012 | 0.2988 | 0.0146 | 3.6354 | -0.013 | -3.237 | -0.0067 | -1.6683 | -0.013 | -3.237 | -0.0067 | -1.6683 | 8519
79 | [37 empty] | 0 | 0 | 0.1 | [19 empty] | LPS |  |  | SS FLP 2-10V |  | 12 | 12 | AVC4000 | [12 empty] | #REF! | [12 empty] | #N/A | 0 | 0 | 0 | -0.0047 | -1.1703 | 0.0032 | 0.7968 | -0.0027 | -0.6723 | 0.0012 | 0.2988 | 0.0146 | 3.6354 | -0.013 | -3.237 | -0.0067 | -1.6683 | -0.013 | -3.237 | -0.0067 | -1.6683 | 9394
80 | [37 empty] | 0 | 0 | 0.1 | [19 empty] | CMH |  |  |  |  | 14 | 14 | AVC2000 | [12 empty] | #REF! | [12 empty] | #N/A | 0 | 0 | 0 | -0.0047 | -1.1703 | 0.0032 | 0.7968 | -0.0027 | -0.6723 | 0.0012 | 0.2988 | 0.0146 | 3.6354 | -0.013 | -3.237 | -0.0067 | -1.6683 | -0.013 | -3.237 | -0.0067 | -1.6683 | 10357
81 | [37 empty] | 0 | 0 | 0.1 | [22 empty] | HealthTrackAVC5 |  | 12x18 | 12x18 | AVT6000 |  | AV3000MC | [10 empty] | #REF! | [12 empty] | #N/A | 0 | 0 | 0 | -0.0047 | -1.1703 | 0.0032 | 0.7968 | -0.0027 | -0.6723 | 0.0012 | 0.2988 | 0.0146 | 3.6354 | -0.013 | -3.237 | -0.0067 | -1.6683 | -0.013 | -3.237 | -0.0067 | -1.6683 | 2138
82 | [37 empty] | 0 | 0 | 0.1 | [22 empty] | SS FLP 2-10V |  | 12x24 | 12x24 | AVT4000 |  | PFACoated | [10 empty] | #REF! | [12 empty] | #N/A | 0 | 0 | 0 | -0.0047 | -1.1703 | 0.0032 | 0.7968 | -0.0027 | -0.6723 | 0.0012 | 0.2988 | 0.0146 | 3.6354 | -0.013 | -3.237 | -0.0067 | -1.6683 | -0.013 | -3.237 | -0.0067 | -1.6683 | 2191
83 | [37 empty] | 0 | 0 | 0.1 | [19 empty] | PRESSURE |  |  |  |  | 12x36 |  | AVC5000 | [12 empty] | #REF! | [12 empty] | #N/A | 0 | 0 | 0 | -0.0047 | -1.1703 | 0.0032 | 0.7968 | -0.0027 | -0.6723 | 0.0012 | 0.2988 | 0.0146 | 3.6354 | -0.013 | -3.237 | -0.0067 | -1.6683 | -0.013 | -3.237 | -0.0067 | -1.6683 | 2249
84 | [37 empty] | 0 | 0 | 0.1 | [19 empty] | in WC |  |  | LaboratoryAV3 |  | 12x48 |  |  |  | AVC5000MC | [10 empty] | #REF! | [12 empty] | #N/A | 0 | 0 | 0 | -0.0047 | -1.1703 | 0.0032 | 0.7968 | -0.0027 | -0.6723 | 0.0012 | 0.2988 | 0.0146 | 3.6354 | -0.013 | -3.237 | -0.0067 | -1.6683 | -0.013 | -3.237 | -0.0067 | -1.6683 | 2311
85 | [37 empty] | 0 | 0 | 0.1 | [19 empty] | Pascal |  |  | HS FLP 0-10V |  |  |  | ReturnV |  | PFACoated | [10 empty] | #REF! | [12 empty] | #N/A | 0 | 0 | 0 | -0.0047 | -1.1703 | 0.0032 | 0.7968 | -0.0027 | -0.6723 | 0.0012 | 0.2988 | 0.0146 | 3.6354 | -0.013 | -3.237 | -0.0067 | -1.6683 | -0.013 | -3.237 | -0.0067 | -1.6683 | 2480
86 | [37 empty] | 0 | 0 | 0.1 | [22 empty] | HS FLP 2-10V |  | OtherExhaust | OtherExhaust4k | AVC6000 | [12 empty] | #REF! | [12 empty] | #N/A | 0 | 0 | 0 | -0.0047 | -1.1703 | 0.0032 | 0.7968 | -0.0027 | -0.6723 | 0.0012 | 0.2988 | 0.0146 | 3.6354 | -0.013 | -3.237 | -0.0067 | -1.6683 | -0.013 | -3.237 | -0.0067 | -1.6683 | 2744
87 | [37 empty] | 0 | 0 | 0.1 | [22 empty] | HS FSP 0-10V |  | 6 | 6 | AVT6000 |  | AcidResV | [10 empty] | #REF! | [12 empty] | #N/A | 0 | 0 | 0 | -0.0047 | -1.1703 | 0.0032 | 0.7968 | -0.0027 | -0.6723 | 0.0012 | 0.2988 | 0.0146 | 3.6354 | -0.013 | -3.237 | -0.0067 | -1.6683 | -0.013 | -3.237 | -0.0067 | -1.6683 | 2947
88 | [37 empty] | 0 | 0 | 0.1 | [22 empty] | HS FSP 2-10V |  | 8 | 8 | AVC4000 |  | AVC6000 | [10 empty] | #REF! | [12 empty] | #N/A | 0 | 0 | 0 | -0.0047 | -1.1703 | 0.0032 | 0.7968 | -0.0027 | -0.6723 | 0.0012 | 0.2988 | 0.0146 | 3.6354 | -0.013 | -3.237 | -0.0067 | -1.6683 | -0.013 | -3.237 | -0.0067 | -1.6683 | 4701
89 | [37 empty] | 0 | 0 | 0.1 | [24 empty] | 10 | 10 | AVT4000 |  | AVT6000 | [10 empty] | #REF! | [12 empty] | #N/A | 0 | 0 | 0 | -0.0047 | -1.1703 | 0.0032 | 0.7968 | -0.0027 | -0.6723 | 0.0012 | 0.2988 | 0.0146 | 3.6354 | -0.013 | -3.237 | -0.0067 | -1.6683 | -0.013 | -3.237 | -0.0067 | -1.6683 | 5068
90 | [37 empty] | 0 | 0 | 0.1 | [22 empty] | LaboratoryAVC5 |  | 12 | 12 | AVC5000 | [12 empty] | #REF! | [12 empty] | #N/A | 0 | 0 | 0 | -0.0047 | -1.1703 | 0.0032 | 0.7968 | -0.0027 | -0.6723 | 0.0012 | 0.2988 | 0.0146 | 3.6354 | -0.013 | -3.237 | -0.0067 | -1.6683 | -0.013 | -3.237 | -0.0067 | -1.6683 | 2295
91 | [37 empty] | 0 | 0 | 0.1 | [22 empty] | HS FLP |  | 14 | 14 | AVC2000 | [12 empty] | #REF! | [12 empty] | #N/A | 0 | 0 | 0 | -0.0047 | -1.1703 | 0.0032 | 0.7968 | -0.0027 | -0.6723 | 0.0012 | 0.2988 | 0.0146 | 3.6354 | -0.013 | -3.237 | -0.0067 | -1.6683 | -0.013 | -3.237 | -0.0067 | -1.6683 | 2464
92 | [37 empty] | 0 | 0 | 0.1 | [22 empty] | HS FSP |  | 12x18 | 12x18 | [13 empty] | #REF! | [12 empty] | #N/A | 0 | 0 | 0 | -0.0047 | -1.1703 | 0.0032 | 0.7968 | -0.0027 | -0.6723 | 0.0012 | 0.2988 | 0.0146 | 3.6354 | -0.013 | -3.237 | -0.0067 | -1.6683 | -0.013 | -3.237 | -0.0067 | -1.6683 | 2545
93 | [37 empty] | 0 | 0 | 0.1 | [24 empty] | 12x24 | 12x24 |  |  | CageRackV | [10 empty] | #REF! | [12 empty] | #N/A | 0 | 0 | 0 | -0.0047 | -1.1703 | 0.0032 | 0.7968 | -0.0027 | -0.6723 | 0.0012 | 0.2988 | 0.0146 | 3.6354 | -0.013 | -3.237 | -0.0067 | -1.6683 | -0.013 | -3.237 | -0.0067 | -1.6683 | 2617
94 | [37 empty] | 0 | 0 | 0.1 | [22 empty] | RoomTrackAV3 |  | 12x36 |  |  |  | AVC6000 | [10 empty] | #REF! | [12 empty] | #N/A | 0 | 0 | 0 | -0.0047 | -1.1703 | 0.0032 | 0.7968 | -0.0027 | -0.6723 | 0.0012 | 0.2988 | 0.0146 | 3.6354 | -0.013 | -3.237 | -0.0067 | -1.6683 | -0.013 | -3.237 | -0.0067 | -1.6683 | 2869
95 | [37 empty] | 0 | 0 | 0.1 | [22 empty] | LS FLP 2-10V |  | 12x48 |  |  |  | AVC4000 | [10 empty] | #REF! | [12 empty] | #N/A | 0 | 0 | 0 | -0.0047 | -1.1703 | 0.0032 | 0.7968 | -0.0027 | -0.6723 | 0.0012 | 0.2988 | 0.0146 | 3.6354 | -0.013 | -3.237 | -0.0067 | -1.6683 | -0.013 | -3.237 | -0.0067 | -1.6683 | 3462
96 | [37 empty] | 0 | 0 | 0.1 | [26 empty] | BioSafetyCabV |  | AVC2000 | [10 empty] | #REF! | [12 empty] | #N/A | 0 | 0 | 0 | -0.0047 | -1.1703 | 0.0032 | 0.7968 | -0.0027 | -0.6723 | 0.0012 | 0.2988 | 0.0146 | 3.6354 | -0.013 | -3.237 | -0.0067 | -1.6683 | -0.013 | -3.237 | -0.0067 | -1.6683 | 3596
97 | [37 empty] | 0 | 0 | 0.1 | [22 empty] | RoomTrackAVC5 |  | Return | Return4k | AVC6000 | [12 empty] | #REF! | [12 empty] | #N/A | 0 | 0 | 0 | -0.0047 | -1.1703 | 0.0032 | 0.7968 | -0.0027 | -0.6723 | 0.0012 | 0.2988 | 0.0146 | 3.6354 | -0.013 | -3.237 | -0.0067 | -1.6683 | -0.013 | -3.237 | -0.0067 | -1.6683 | 6017
98 | [37 empty] | 0 | 0 | 0.1 | [22 empty] | LS FLP |  | 6 | 6 | AVC4000 | [12 empty] | #REF! | [12 empty] | #N/A | 0 | 0 | 0 | -0.0047 | -1.1703 | 0.0032 | 0.7968 | -0.0027 | -0.6723 | 0.0012 | 0.2988 | 0.0146 | 3.6354 | -0.013 | -3.237 | -0.0067 | -1.6683 | -0.013 | -3.237 | -0.0067 | -1.6683 | 6259
99 | [37 empty] | 0 | 0 | 0.1 | [24 empty] | 8 | 8 | AVC2000 | [12 empty] | #REF! | [12 empty] | #N/A | 0 | 0 | 0 | -0.0047 | -1.1703 | 0.0032 | 0.7968 | -0.0027 | -0.6723 | 0.0012 | 0.2988 | 0.0146 | 3.6354 | -0.013 | -3.237 | -0.0067 | -1.6683 | -0.013 | -3.237 | -0.0067 | -1.6683 | 3051
100 | [37 empty] | 0 | 0 | 0.1 | [22 empty] | PFAAVC |  | 10 | 10 | AVT6000 | [12 empty] | #REF! | [12 empty] | #N/A | 0 | 0 | 0 | -0.0047 | -1.1703 | 0.0032 | 0.7968 | -0.0027 | -0.6723 | 0.0012 | 0.2988 | 0.0146 | 3.6354 | -0.013 | -3.237 | -0.0067 | -1.6683 | -0.013 | -3.237 | -0.0067 | -1.6683 | 3132
101 | [37 empty] | 0 | 0 | 0.1 | [22 empty] | HS FLP 2-10V |  | 12 | 12 | AVT4000 | [12 empty] | #REF! | [12 empty] | #N/A | 0 | 0 | 0 | -0.0047 | -1.1703 | 0.0032 | 0.7968 | -0.0027 | -0.6723 | 0.0012 | 0.2988 | 0.0146 | 3.6354 | -0.013 | -3.237 | -0.0067 | -1.6683 | -0.013 | -3.237 | -0.0067 | -1.6683 | 3305
102 | [37 empty] | 0 | 0 | 0.1 | [22 empty] | HS FSP 2-10V |  | 14 | 14 | CanopyExV | [12 empty] | #REF! | [12 empty] | #N/A | 0 | 0 | 0 | -0.0047 | -1.1703 | 0.0032 | 0.7968 | -0.0027 | -0.6723 | 0.0012 | 0.2988 | 0.0146 | 3.6354 | -0.013 | -3.237 | -0.0067 | -1.6683 | -0.013 | -3.237 | -0.0067 | -1.6683 | 3729
103 | [37 empty] | 0 | 0 | 0.1 | [24 empty] | 12x18 | 12x18 | AVC6000 | [12 empty] | #REF! | [12 empty] | #N/A | 0 | 0 | 0 | -0.0047 | -1.1703 | 0.0032 | 0.7968 | -0.0027 | -0.6723 | 0.0012 | 0.2988 | 0.0146 | 3.6354 | -0.013 | -3.237 | -0.0067 | -1.6683 | -0.013 | -3.237 | -0.0067 | -1.6683 | 3943
104 | [37 empty] | 0 | 0 | 0.1 | [22 empty] | PFAAVT |  | 12x24 | 12x24 | AVC4000 | [12 empty] | #REF! | [12 empty] | #N/A | 0 | 0 | 0 | -0.0047 | -1.1703 | 0.0032 | 0.7968 | -0.0027 | -0.6723 | 0.0012 | 0.2988 | 0.0146 | 3.6354 | -0.013 | -3.237 | -0.0067 | -1.6683 | -0.013 | -3.237 | -0.0067 | -1.6683 | 4521
105 | [37 empty] | 0 | 0 | 0.1 | [22 empty] | HS FLP 0-10V |  | 12x36 |  | AVC2000 | [12 empty] | #REF! | [12 empty] | #N/A | 0 | 0 | 0 | -0.0047 | -1.1703 | 0.0032 | 0.7968 | -0.0027 | -0.6723 | 0.0012 | 0.2988 | 0.0146 | 3.6354 | -0.013 | -3.237 | -0.0067 | -1.6683 | -0.013 | -3.237 | -0.0067 | -1.6683 | 4700
106 | [37 empty] | 0 | 0 | 0.1 | [22 empty] | HS FLP 2-10V |  | 12x48 |  | AVT6000 | [12 empty] | #REF! | [12 empty] | #N/A | 0 | 0 | 0 | -0.0047 | -1.1703 | 0.0032 | 0.7968 | -0.0027 | -0.6723 | 0.0012 | 0.2988 | 0.0146 | 3.6354 | -0.013 | -3.237 | -0.0067 | -1.6683 | -0.013 | -3.237 | -0.0067 | -1.6683 | 9217
107 | [37 empty] | 0 | 0 | 0.1 | [22 empty] | HS FSP 0-10V |  |  |  | AVT4000 | [12 empty] | #REF! | [12 empty] | #N/A | 0 | 0 | 0 | -0.0047 | -1.1703 | 0.0032 | 0.7968 | -0.0027 | -0.6723 | 0.0012 | 0.2988 | 0.0146 | 3.6354 | -0.013 | -3.237 | -0.0067 | -1.6683 | -0.013 | -3.237 | -0.0067 | -1.6683 | 9575
108 | [37 empty] | 0 | 0 | 0.1 | [22 empty] | HS FSP 2-10V |  | CageRack |  | AVC5000 | [12 empty] | #REF! | [12 empty] | #N/A | 0 | 0 | 0 | -0.0047 | -1.1703 | 0.0032 | 0.7968 | -0.0027 | -0.6723 | 0.0012 | 0.2988 | 0.0146 | 3.6354 | -0.013 | -3.237 | -0.0067 | -1.6683 | -0.013 | -3.237 | -0.0067 | -1.6683 | 4718
109 | [37 empty] | 0 | 0 | 0.1 | [24 empty] | 6 | [14 empty] | #REF! | [12 empty] | #N/A | 0 | 0 | 0 | -0.0047 | -1.1703 | 0.0032 | 0.7968 | -0.0027 | -0.6723 | 0.0012 | 0.2988 | 0.0146 | 3.6354 | -0.013 | -3.237 | -0.0067 | -1.6683 | -0.013 | -3.237 | -0.0067 | -1.6683 | 4887
110 | [37 empty] | 0 | 0 | 0.1 | [24 empty] | 8 | [14 empty] | #REF! | [12 empty] | #N/A | 0 | 0 | 0 | -0.0047 | -1.1703 | 0.0032 | 0.7968 | -0.0027 | -0.6723 | 0.0012 | 0.2988 | 0.0146 | 3.6354 | -0.013 | -3.237 | -0.0067 | -1.6683 | -0.013 | -3.237 | -0.0067 | -1.6683 | 4968
111 | [37 empty] | 0 | 0 | 0.1 | [24 empty] | 10 |  | SnorkelV | [12 empty] | #REF! | [12 empty] | #N/A | 0 | 0 | 0 | -0.0047 | -1.1703 | 0.0032 | 0.7968 | -0.0027 | -0.6723 | 0.0012 | 0.2988 | 0.0146 | 3.6354 | -0.013 | -3.237 | -0.0067 | -1.6683 | -0.013 | -3.237 | -0.0067 | -1.6683 | 5041
112 | [37 empty] | 0 | 0 | 0.1 | [24 empty] | BioSafetyCab |  | AVC6000 | [12 empty] | #REF! | [12 empty] | #N/A | 0 | 0 | 0 | -0.0047 | -1.1703 | 0.0032 | 0.7968 | -0.0027 | -0.6723 | 0.0012 | 0.2988 | 0.0146 | 3.6354 | -0.013 | -3.237 | -0.0067 | -1.6683 | -0.013 | -3.237 | -0.0067 | -1.6683 | 5292
113 | [37 empty] | 0 | 0 | 0.1 | [24 empty] | 6 |  | AVC4000 | [12 empty] | #REF! | [12 empty] | #N/A | 0 | 0 | 0 | -0.0047 | -1.1703 | 0.0032 | 0.7968 | -0.0027 | -0.6723 | 0.0012 | 0.2988 | 0.0146 | 3.6354 | -0.013 | -3.237 | -0.0067 | -1.6683 | -0.013 | -3.237 | -0.0067 | -1.6683 | 5885
114 | [37 empty] | 0 | 0 | 0.1 | [24 empty] | 8 |  | AVC2000 | [12 empty] | #REF! | [12 empty] | #N/A | 0 | 0 | 0 | -0.0047 | -1.1703 | 0.0032 | 0.7968 | -0.0027 | -0.6723 | 0.0012 | 0.2988 | 0.0146 | 3.6354 | -0.013 | -3.237 | -0.0067 | -1.6683 | -0.013 | -3.237 | -0.0067 | -1.6683 | 6019
115 | [37 empty] | 0 | 0 | 0.1 | [24 empty] | 10 |  | AVT6000 | [12 empty] | #REF! | [12 empty] | #N/A | 0 | 0 | 0 | -0.0047 | -1.1703 | 0.0032 | 0.7968 | -0.0027 | -0.6723 | 0.0012 | 0.2988 | 0.0146 | 3.6354 | -0.013 | -3.237 | -0.0067 | -1.6683 | -0.013 | -3.237 | -0.0067 | -1.6683 | 8440
116 | [37 empty] | 0 | 0 | 0.1 | [24 empty] | 12 |  | AVT4000 | [12 empty] | #REF! | [12 empty] | #N/A | 0 | 0 | 0 | -0.0047 | -1.1703 | 0.0032 | 0.7968 | -0.0027 | -0.6723 | 0.0012 | 0.2988 | 0.0146 | 3.6354 | -0.013 | -3.237 | -0.0067 | -1.6683 | -0.013 | -3.237 | -0.0067 | -1.6683 | 8682
117 | [37 empty] | 0 | 0 | 0.1 | [24 empty] | CanopyEx |  | AVC5000 | [12 empty] | #REF! | [12 empty] | #N/A | 0 | 0 | 0 | -0.0047 | -1.1703 | 0.0032 | 0.7968 | -0.0027 | -0.6723 | 0.0012 | 0.2988 | 0.0146 | 3.6354 | -0.013 | -3.237 | -0.0067 | -1.6683 | -0.013 | -3.237 | -0.0067 | -1.6683 | 7576
118 | [37 empty] | 0 | 0 | 0.1 | [24 empty] | 6 | [14 empty] | #REF! | [12 empty] | #N/A | 0 | 0 | 0 | -0.0047 | -1.1703 | 0.0032 | 0.7968 | -0.0027 | -0.6723 | 0.0012 | 0.2988 | 0.0146 | 3.6354 | -0.013 | -3.237 | -0.0067 | -1.6683 | -0.013 | -3.237 | -0.0067 | -1.6683 | 8369
119 | [37 empty] | 0 | 0 | 0.1 | [24 empty] | 8 | [14 empty] | #REF! | [12 empty] | #N/A | 0 | 0 | 0 | -0.0047 | -1.1703 | 0.0032 | 0.7968 | -0.0027 | -0.6723 | 0.0012 | 0.2988 | 0.0146 | 3.6354 | -0.013 | -3.237 | -0.0067 | -1.6683 | -0.013 | -3.237 | -0.0067 | -1.6683 | 9244
120 | [37 empty] | 0 | 0 | 0.1 | [24 empty] | 10 | [14 empty] | #REF! | [12 empty] | #N/A | 0 | 0 | 0 | -0.0047 | -1.1703 | 0.0032 | 0.7968 | -0.0027 | -0.6723 | 0.0012 | 0.2988 | 0.0146 | 3.6354 | -0.013 | -3.237 | -0.0067 | -1.6683 | -0.013 | -3.237 | -0.0067 | -1.6683 | 10207
121 | [37 empty] | 0 | 0 | 0.1 | [24 empty] | 12 | [14 empty] | #REF! | [12 empty] | #N/A | 0 | 0 | 0 | -0.0047 | -1.1703 | 0.0032 | 0.7968 | -0.0027 | -0.6723 | 0.0012 | 0.2988 | 0.0146 | 3.6354 | -0.013 | -3.237 | -0.0067 | -1.6683 | -0.013 | -3.237 | -0.0067 | -1.6683 | 1420
122 | [37 empty] | 0 | 0 | 0.1 | [24 empty] | 14 | [14 empty] | #REF! | [12 empty] | #N/A | 0 | 0 | 0 | -0.0047 | -1.1703 | 0.0032 | 0.7968 | -0.0027 | -0.6723 | 0.0012 | 0.2988 | 0.0146 | 3.6354 | -0.013 | -3.237 | -0.0067 | -1.6683 | -0.013 | -3.237 | -0.0067 | -1.6683 | 1451
123 | [37 empty] | 0 | 0 | 0.1 | [39 empty] | #REF! | [12 empty] | #N/A | 0 | 0 | 0 | -0.0047 | -1.1703 | 0.0032 | 0.7968 | -0.0027 | -0.6723 | 0.0012 | 0.2988 | 0.0146 | 3.6354 | -0.013 | -3.237 | -0.0067 | -1.6683 | -0.013 | -3.237 | -0.0067 | -1.6683 | 1508
124 | [37 empty] | 0 | 0 | 0.1 | [39 empty] | #REF! | [12 empty] | #N/A | 0 | 0 | 0 | -0.0047 | -1.1703 | 0.0032 | 0.7968 | -0.0027 | -0.6723 | 0.0012 | 0.2988 | 0.0146 | 3.6354 | -0.013 | -3.237 | -0.0067 | -1.6683 | -0.013 | -3.237 | -0.0067 | -1.6683 | 1629
125 | [37 empty] | 0 | 0 | 0.1 | [39 empty] | #REF! | [12 empty] | #N/A | 0 | 0 | 0 | -0.0047 | -1.1703 | 0.0032 | 0.7968 | -0.0027 | -0.6723 | 0.0012 | 0.2988 | 0.0146 | 3.6354 | -0.013 | -3.237 | -0.0067 | -1.6683 | -0.013 | -3.237 | -0.0067 | -1.6683 | 1778
126 | [37 empty] | 0 | 0 | 0.1 | [39 empty] | #REF! | [12 empty] | #N/A | 0 | 0 | 0 | -0.0047 | -1.1703 | 0.0032 | 0.7968 | -0.0027 | -0.6723 | 0.0012 | 0.2988 | 0.0146 | 3.6354 | -0.013 | -3.237 | -0.0067 | -1.6683 | -0.013 | -3.237 | -0.0067 | -1.6683 | 2406
127 | [37 empty] | 0 | 0 | 0.1 | [39 empty] | #REF! | [12 empty] | #N/A | 0 | 0 | 0 | -0.0047 | -1.1703 | 0.0032 | 0.7968 | -0.0027 | -0.6723 | 0.0012 | 0.2988 | 0.0146 | 3.6354 | -0.013 | -3.237 | -0.0067 | -1.6683 | -0.013 | -3.237 | -0.0067 | -1.6683 | 2593
128 | [37 empty] | 0 | 0 | 0.1 | [24 empty] | Snorkel | [14 empty] | #REF! | [12 empty] | #N/A | 0 | 0 | 0 | -0.0047 | -1.1703 | 0.0032 | 0.7968 | -0.0027 | -0.6723 | 0.0012 | 0.2988 | 0.0146 | 3.6354 | -0.013 | -3.237 | -0.0067 | -1.6683 | -0.013 | -3.237 | -0.0067 | -1.6683 | 1588
129 | [37 empty] | 0 | 0 | 0.1 | [24 empty] | 6 | [14 empty] | #REF! | [12 empty] | #N/A | 0 | 0 | 0 | -0.0047 | -1.1703 | 0.0032 | 0.7968 | -0.0027 | -0.6723 | 0.0012 | 0.2988 | 0.0146 | 3.6354 | -0.013 | -3.237 | -0.0067 | -1.6683 | -0.013 | -3.237 | -0.0067 | -1.6683 | 1613
130 | [37 empty] | 0 | 0 | 0.1 | [24 empty] | 8 | [14 empty] | #REF! | [12 empty] | #N/A | 0 | 0 | 0 | -0.0047 | -1.1703 | 0.0032 | 0.7968 | -0.0027 | -0.6723 | 0.0012 | 0.2988 | 0.0146 | 3.6354 | -0.013 | -3.237 | -0.0067 | -1.6683 | -0.013 | -3.237 | -0.0067 | -1.6683 | 1662
131 | [37 empty] | 0 | 0 | 0.1 | [24 empty] | 10 | [14 empty] | #REF! | [12 empty] | #N/A | 0 | 0 | 0 | -0.0047 | -1.1703 | 0.0032 | 0.7968 | -0.0027 | -0.6723 | 0.0012 | 0.2988 | 0.0146 | 3.6354 | -0.013 | -3.237 | -0.0067 | -1.6683 | -0.013 | -3.237 | -0.0067 | -1.6683 | 1846
132 | [37 empty] | 0 | 0 | 0.1 | [24 empty] | 12 | [14 empty] | #REF! | [12 empty] | #N/A | 0 | 0 | 0 | -0.0047 | -1.1703 | 0.0032 | 0.7968 | -0.0027 | -0.6723 | 0.0012 | 0.2988 | 0.0146 | 3.6354 | -0.013 | -3.237 | -0.0067 | -1.6683 | -0.013 | -3.237 | -0.0067 | -1.6683 | 2068
133 | [37 empty] | 0 | 0 | 0.1 | [24 empty] | 14 | [14 empty] | #REF! | [12 empty] | #N/A | 0 | 0 | 0 | -0.0047 | -1.1703 | 0.0032 | 0.7968 | -0.0027 | -0.6723 | 0.0012 | 0.2988 | 0.0146 | 3.6354 | -0.013 | -3.237 | -0.0067 | -1.6683 | -0.013 | -3.237 | -0.0067 | -1.6683 | 3108
134 | [37 empty] | 0 | 0 | 0.1 | [39 empty] | #REF! | [12 empty] | #N/A | 0 | 0 | 0 | -0.0047 | -1.1703 | 0.0032 | 0.7968 | -0.0027 | -0.6723 | 0.0012 | 0.2988 | 0.0146 | 3.6354 | -0.013 | -3.237 | -0.0067 | -1.6683 | -0.013 | -3.237 | -0.0067 | -1.6683 | 3180
135 | [37 empty] | 0 | 0 | 0.1 | [39 empty] | #REF! | [12 empty] | #N/A | 0 | 0 | 0 | -0.0047 | -1.1703 | 0.0032 | 0.7968 | -0.0027 | -0.6723 | 0.0012 | 0.2988 | 0.0146 | 3.6354 | -0.013 | -3.237 | -0.0067 | -1.6683 | -0.013 | -3.237 | -0.0067 | -1.6683 | 2344
136 | [37 empty] | 0 | 0 | 0.1 | [39 empty] | #REF! | [12 empty] | #N/A | 0 | 0 | 0 | -0.0047 | -1.1703 | 0.0032 | 0.7968 | -0.0027 | -0.6723 | 0.0012 | 0.2988 | 0.0146 | 3.6354 | -0.013 | -3.237 | -0.0067 | -1.6683 | -0.013 | -3.237 | -0.0067 | -1.6683 | 2281
137 | [37 empty] | 0 | 0 | 0.1 | [39 empty] | #REF! | [12 empty] | #N/A | 0 | 0 | 0 | -0.0047 | -1.1703 | 0.0032 | 0.7968 | -0.0027 | -0.6723 | 0.0012 | 0.2988 | 0.0146 | 3.6354 | -0.013 | -3.237 | -0.0067 | -1.6683 | -0.013 | -3.237 | -0.0067 | -1.6683 | 2422
138 | [37 empty] | 0 | 0 | 0.1 | [39 empty] | #REF! | [12 empty] | #N/A | 0 | 0 | 0 | -0.0047 | -1.1703 | 0.0032 | 0.7968 | -0.0027 | -0.6723 | 0.0012 | 0.2988 | 0.0146 | 3.6354 | -0.013 | -3.237 | -0.0067 | -1.6683 | -0.013 | -3.237 | -0.0067 | -1.6683 | 2957
139 | [37 empty] | 0 | 0 | 0.1 | [24 empty] | AcidRes | [14 empty] | #REF! | [12 empty] | #N/A | 0 | 0 | 0 | -0.0047 | -1.1703 | 0.0032 | 0.7968 | -0.0027 | -0.6723 | 0.0012 | 0.2988 | 0.0146 | 3.6354 | -0.013 | -3.237 | -0.0067 | -1.6683 | -0.013 | -3.237 | -0.0067 | -1.6683 | 3143
140 | [37 empty] | 0 | 0 | 0.1 | [24 empty] | 8 | [14 empty] | #REF! | [12 empty] | #N/A | 0 | 0 | 0 | -0.0047 | -1.1703 | 0.0032 | 0.7968 | -0.0027 | -0.6723 | 0.0012 | 0.2988 | 0.0146 | 3.6354 | -0.013 | -3.237 | -0.0067 | -1.6683 | -0.013 | -3.237 | -0.0067 | -1.6683 | 4167
141 | [37 empty] | 0 | 0 | 0.1 | [24 empty] | 10 | [14 empty] | #REF! | [12 empty] | #N/A | 0 | 0 | 0 | -0.0047 | -1.1703 | 0.0032 | 0.7968 | -0.0027 | -0.6723 | 0.0012 | 0.2988 | 0.0146 | 3.6354 | -0.013 | -3.237 | -0.0067 | -1.6683 | -0.013 | -3.237 | -0.0067 | -1.6683 | 4284
142 | [37 empty] | 0 | 0 | 0.1 | [24 empty] | 12 | [14 empty] | #REF! | [12 empty] | #N/A | 0 | 0 | 0 | -0.0047 | -1.1703 | 0.0032 | 0.7968 | -0.0027 | -0.6723 | 0.0012 | 0.2988 | 0.0146 | 3.6354 | -0.013 | -3.237 | -0.0067 | -1.6683 | -0.013 | -3.237 | -0.0067 | -1.6683 | 1529
143 | [37 empty] | 0 | 0 | 0.1 | [24 empty] | 14 | [14 empty] | #REF! | [12 empty] | #N/A | 0 | 0 | 0 | -0.0047 | -1.1703 | 0.0032 | 0.7968 | -0.0027 | -0.6723 | 0.0012 | 0.2988 | 0.0146 | 3.6354 | -0.013 | -3.237 | -0.0067 | -1.6683 | -0.013 | -3.237 | -0.0067 | -1.6683 | 1564
144 | [37 empty] | 0 | 0 | 0.1 | [39 empty] | #REF! | [12 empty] | #N/A | 0 | 0 | 0 | -0.0047 | -1.1703 | 0.0032 | 0.7968 | -0.0027 | -0.6723 | 0.0012 | 0.2988 | 0.0146 | 3.6354 | -0.013 | -3.237 | -0.0067 | -1.6683 | -0.013 | -3.237 | -0.0067 | -1.6683 | 1621
145 | [37 empty] | 0 | 0 | 0.1 | [39 empty] | #REF! | [12 empty] | #N/A | 0 | 0 | 0 | -0.0047 | -1.1703 | 0.0032 | 0.7968 | -0.0027 | -0.6723 | 0.0012 | 0.2988 | 0.0146 | 3.6354 | -0.013 | -3.237 | -0.0067 | -1.6683 | -0.013 | -3.237 | -0.0067 | -1.6683 | 1742
146 | [37 empty] | 0 | 0 | 0.1 | [39 empty] | #REF! | [12 empty] | #N/A | 0 | 0 | 0 | -0.0047 | -1.1703 | 0.0032 | 0.7968 | -0.0027 | -0.6723 | 0.0012 | 0.2988 | 0.0146 | 3.6354 | -0.013 | -3.237 | -0.0067 | -1.6683 | -0.013 | -3.237 | -0.0067 | -1.6683 | 1891
147 | [37 empty] | 0 | 0 | 0.1 | [39 empty] | #REF! | [12 empty] | #N/A | 0 | 0 | 0 | -0.0047 | -1.1703 | 0.0032 | 0.7968 | -0.0027 | -0.6723 | 0.0012 | 0.2988 | 0.0146 | 3.6354 | -0.013 | -3.237 | -0.0067 | -1.6683 | -0.013 | -3.237 | -0.0067 | -1.6683 | 2519
148 | [37 empty] | 0 | 0 | 0.1 | [39 empty] | #REF! | [12 empty] | #N/A | 0 | 0 | 0 | -0.0047 | -1.1703 | 0.0032 | 0.7968 | -0.0027 | -0.6723 | 0.0012 | 0.2988 | 0.0146 | 3.6354 | -0.013 | -3.237 | -0.0067 | -1.6683 | -0.013 | -3.237 | -0.0067 | -1.6683 | 2706
149 | [37 empty] | 0 | 0 | 0.1 | [39 empty] | #REF! | [12 empty] | #N/A | 0 | 0 | 0 | -0.0047 | -1.1703 | 0.0032 | 0.7968 | -0.0027 | -0.6723 | 0.0012 | 0.2988 | 0.0146 | 3.6354 | -0.013 | -3.237 | -0.0067 | -1.6683 | -0.013 | -3.237 | -0.0067 | -1.6683 | 1726
150 | [37 empty] | 0 | 0 | 0.1 | [39 empty] | #REF! | [12 empty] | #N/A | 0 | 0 | 0 | -0.0047 | -1.1703 | 0.0032 | 0.7968 | -0.0027 | -0.6723 | 0.0012 | 0.2988 | 0.0146 | 3.6354 | -0.013 | -3.237 | -0.0067 | -1.6683 | -0.013 | -3.237 | -0.0067 | -1.6683 | 1755
151 | [37 empty] | 0 | 0 | 0.1 | [39 empty] | #REF! | [12 empty] | #N/A | 0 | 0 | 0 | -0.0047 | -1.1703 | 0.0032 | 0.7968 | -0.0027 | -0.6723 | 0.0012 | 0.2988 | 0.0146 | 3.6354 | -0.013 | -3.237 | -0.0067 | -1.6683 | -0.013 | -3.237 | -0.0067 | -1.6683 | 1775
152 | [37 empty] | 0 | 0 | 0.1 | [39 empty] | #REF! | [12 empty] | #N/A | 0 | 0 | 0 | -0.0047 | -1.1703 | 0.0032 | 0.7968 | -0.0027 | -0.6723 | 0.0012 | 0.2988 | 0.0146 | 3.6354 | -0.013 | -3.237 | -0.0067 | -1.6683 | -0.013 | -3.237 | -0.0067 | -1.6683 | 1959
153 | [37 empty] | 0 | 0 | 0.1 | [39 empty] | #REF! | [12 empty] | #N/A | 0 | 0 | 0 | -0.0047 | -1.1703 | 0.0032 | 0.7968 | -0.0027 | -0.6723 | 0.0012 | 0.2988 | 0.0146 | 3.6354 | -0.013 | -3.237 | -0.0067 | -1.6683 | -0.013 | -3.237 | -0.0067 | -1.6683 | 2181
154 | [37 empty] | 0 | 0 | 0.1 | [39 empty] | #REF! | [12 empty] | #N/A | 0 | 0 | 0 | -0.0047 | -1.1703 | 0.0032 | 0.7968 | -0.0027 | -0.6723 | 0.0012 | 0.2988 | 0.0146 | 3.6354 | -0.013 | -3.237 | -0.0067 | -1.6683 | -0.013 | -3.237 | -0.0067 | -1.6683 | 3221
155 | [37 empty] | 0 | 0 | 0.1 | [39 empty] | #REF! | [12 empty] | #N/A | 0 | 0 | 0 | -0.0047 | -1.1703 | 0.0032 | 0.7968 | -0.0027 | -0.6723 | 0.0012 | 0.2988 | 0.0146 | 3.6354 | -0.013 | -3.237 | -0.0067 | -1.6683 | -0.013 | -3.237 | -0.0067 | -1.6683 | 3293
156 | [37 empty] | 0 | 0 | 0.1 | [39 empty] | #REF! | [12 empty] | #N/A | 0 | 0 | 0 | -0.0047 | -1.1703 | 0.0032 | 0.7968 | -0.0027 | -0.6723 | 0.0012 | 0.2988 | 0.0146 | 3.6354 | -0.013 | -3.237 | -0.0067 | -1.6683 | -0.013 | -3.237 | -0.0067 | -1.6683 | 2394
157 | [37 empty] | 0 | 0 | 0.1 | [39 empty] | #REF! | [12 empty] | #N/A | 0 | 0 | 0 | -0.0047 | -1.1703 | 0.0032 | 0.7968 | -0.0027 | -0.6723 | 0.0012 | 0.2988 | 0.0146 | 3.6354 | -0.013 | -3.237 | -0.0067 | -1.6683 | -0.013 | -3.237 | -0.0067 | -1.6683 | 2511
158 | [37 empty] | 0 | 0 | 0.1 | [39 empty] | #REF! | [12 empty] | #N/A | 0 | 0 | 0 | -0.0047 | -1.1703 | 0.0032 | 0.7968 | -0.0027 | -0.6723 | 0.0012 | 0.2988 | 0.0146 | 3.6354 | -0.013 | -3.237 | -0.0067 | -1.6683 | -0.013 | -3.237 | -0.0067 | -1.6683 | 2535
159 | [37 empty] | 0 | 0 | 0.1 | [39 empty] | #REF! | [12 empty] | #N/A | 0 | 0 | 0 | -0.0047 | -1.1703 | 0.0032 | 0.7968 | -0.0027 | -0.6723 | 0.0012 | 0.2988 | 0.0146 | 3.6354 | -0.013 | -3.237 | -0.0067 | -1.6683 | -0.013 | -3.237 | -0.0067 | -1.6683 | 3070
160 | [37 empty] | 0 | 0 | 0.1 | [39 empty] | #REF! | [12 empty] | #N/A | 0 | 0 | 0 | -0.0047 | -1.1703 | 0.0032 | 0.7968 | -0.0027 | -0.6723 | 0.0012 | 0.2988 | 0.0146 | 3.6354 | -0.013 | -3.237 | -0.0067 | -1.6683 | -0.013 | -3.237 | -0.0067 | -1.6683 | 3256
161 | [37 empty] | 0 | 0 | 0.1 | [19 empty] | Valve Size | [19 empty] | #REF! | [12 empty] | #N/A | 0 | 0 | 0 | -0.0047 | -1.1703 | 0.0032 | 0.7968 | -0.0027 | -0.6723 | 0.0012 | 0.2988 | 0.0146 | 3.6354 | -0.013 | -3.237 | -0.0067 | -1.6683 | -0.013 | -3.237 | -0.0067 | -1.6683 | 4280
162 | [37 empty] | 0 | 0 | 0.1 | [20 empty] | LPS |  |  | Xmtr Range |  |  |  |  | Airflow | [10 empty] | #REF! | [12 empty] | #N/A | 0 | 0 | 0 | -0.0047 | -1.1703 | 0.0032 | 0.7968 | -0.0027 | -0.6723 | 0.0012 | 0.2988 | 0.0146 | 3.6354 | -0.013 | -3.237 | -0.0067 | -1.6683 | -0.013 | -3.237 | -0.0067 | -1.6683 | 4397
163 | [37 empty] | 0 | 0 | 0.1 | [19 empty] | Size | Min | Max .3" | AVC5 Max | Min | AV3 Max | M/N | Shape | M/N | Area | [10 empty] | #REF! | [12 empty] | #N/A | 0 | 0 | 0 | -0.0047 | -1.1703 | 0.0032 | 0.7968 | -0.0027 | -0.6723 | 0.0012 | 0.2988 | 0.0146 | 3.6354 | -0.013 | -3.237 | -0.0067 | -1.6683 | -0.013 | -3.237 | -0.0067 | -1.6683 | 1295
164 | [37 empty] | 0 | 0 | 0.1 | [19 empty] | 6 | 14 |  | 149 | 0 | 156 | 06 | Round | 1 | 0.08 | [10 empty] | #REF! | [12 empty] | #N/A | 0 | 0 | 0 | -0.0047 | -1.1703 | 0.0032 | 0.7968 | -0.0027 | -0.6723 | 0.0012 | 0.2988 | 0.0146 | 3.6354 | -0.013 | -3.237 | -0.0067 | -1.6683 | -0.013 | -3.237 | -0.0067 | -1.6683 | 1321
165 | [37 empty] | 0 | 0 | 0.1 | [19 empty] | 8 | 38 |  | 378 | 0 | 401 | 08 | Round | 1 | 0.16 | [10 empty] | #REF! | [12 empty] | #N/A | 0 | 0 | 0 | -0.0047 | -1.1703 | 0.0032 | 0.7968 | -0.0027 | -0.6723 | 0.0012 | 0.2988 | 0.0146 | 3.6354 | -0.013 | -3.237 | -0.0067 | -1.6683 | -0.013 | -3.237 | -0.0067 | -1.6683 | 1372
166 | [37 empty] | 0 | 0 | 0.1 | [19 empty] | 10 | 57 |  | 614 | 0 | 647 | 10 | Round | 1 | 0.26 | [10 empty] | #REF! | [12 empty] | #N/A | 0 | 0 | 0 | -0.0047 | -1.1703 | 0.0032 | 0.7968 | -0.0027 | -0.6723 | 0.0012 | 0.2988 | 0.0146 | 3.6354 | -0.013 | -3.237 | -0.0067 | -1.6683 | -0.013 | -3.237 | -0.0067 | -1.6683 | 1478
167 | [37 empty] | 0 | 0 | 0.1 | [19 empty] | 12 | 85 |  | 845 | 0 | 897 | 12 | Round | 1 | 0.36 | [10 empty] | #REF! | [12 empty] | #N/A | 0 | 0 | 0 | -0.0047 | -1.1703 | 0.0032 | 0.7968 | -0.0027 | -0.6723 | 0.0012 | 0.2988 | 0.0146 | 3.6354 | -0.013 | -3.237 | -0.0067 | -1.6683 | -0.013 | -3.237 | -0.0067 | -1.6683 | 1608
168 | [37 empty] | 0 | 0 | 0.1 | [19 empty] | 14 | 118 |  | 1298 | 0 | 1416 | 14 | Round | 1 | 0.52 | [10 empty] | #REF! | [12 empty] | #N/A | 0 | 0 | 0 | -0.0047 | -1.1703 | 0.0032 | 0.7968 | -0.0027 | -0.6723 | 0.0012 | 0.2988 | 0.0146 | 3.6354 | -0.013 | -3.237 | -0.0067 | -1.6683 | -0.013 | -3.237 | -0.0067 | -1.6683 | 2157
169 | [37 empty] | 0 | 0 | 0.1 | [19 empty] | 12x18 | 123 |  | 1510 | 0 | 1605 | 18 | Rectangular | 2 | 0.57 | [10 empty] | #REF! | [12 empty] | #N/A | 0 | 0 | 0 | -0.0047 | -1.1703 | 0.0032 | 0.7968 | -0.0027 | -0.6723 | 0.0012 | 0.2988 | 0.0146 | 3.6354 | -0.013 | -3.237 | -0.0067 | -1.6683 | -0.013 | -3.237 | -0.0067 | -1.6683 | 2321
170 | [37 empty] | 0 | 0 | 0.1 | [19 empty] | 12x24 | 165 |  | 1888 | 0 | 1982 | 24 | Rectangular | 2 | 0.76 | [10 empty] | #REF! | [12 empty] | #N/A | 0 | 0 | 0 | -0.0047 | -1.1703 | 0.0032 | 0.7968 | -0.0027 | -0.6723 | 0.0012 | 0.2988 | 0.0146 | 3.6354 | -0.013 | -3.237 | -0.0067 | -1.6683 | -0.013 | -3.237 | -0.0067 | -1.6683 | 1436
171 | [37 empty] | 0 | 0 | 0.1 | [19 empty] | 12x36 | 245 |  | 3020 | 0 | 3209 | 36 | Rectangular | 2 | 1.14 | [10 empty] | #REF! | [12 empty] | #N/A | 0 | 0 | 0 | -0.0047 | -1.1703 | 0.0032 | 0.7968 | -0.0027 | -0.6723 | 0.0012 | 0.2988 | 0.0146 | 3.6354 | -0.013 | -3.237 | -0.0067 | -1.6683 | -0.013 | -3.237 | -0.0067 | -1.6683 | 1463
172 | [37 empty] | 0 | 0 | 0.1 | [19 empty] | 12x48 | 330 |  | 3776 | 0 | 3964 | 48 | Rectangular | 2 | 1.52 | [10 empty] | #REF! | [12 empty] | #N/A | 0 | 0 | 0 | -0.0047 | -1.1703 | 0.0032 | 0.7968 | -0.0027 | -0.6723 | 0.0012 | 0.2988 | 0.0146 | 3.6354 | -0.013 | -3.237 | -0.0067 | -1.6683 | -0.013 | -3.237 | -0.0067 | -1.6683 | 1506
173 | [37 empty] | 0 | 0 | 0.1 | [39 empty] | #REF! | [12 empty] | #N/A | 0 | 0 | 0 | -0.0047 | -1.1703 | 0.0032 | 0.7968 | -0.0027 | -0.6723 | 0.0012 | 0.2988 | 0.0146 | 3.6354 | -0.013 | -3.237 | -0.0067 | -1.6683 | -0.013 | -3.237 | -0.0067 | -1.6683 | 1667
174 | [37 empty] | 0 | 0 | 0.1 | [39 empty] | #REF! | [12 empty] | #N/A | 0 | 0 | 0 | -0.0047 | -1.1703 | 0.0032 | 0.7968 | -0.0027 | -0.6723 | 0.0012 | 0.2988 | 0.0146 | 3.6354 | -0.013 | -3.237 | -0.0067 | -1.6683 | -0.013 | -3.237 | -0.0067 | -1.6683 | 1862
175 | [37 empty] | 0 | 0 | 0.1 | [19 empty] | Valve Size | [19 empty] | #REF! | [12 empty] | #N/A | 0 | 0 | 0 | -0.0047 | -1.1703 | 0.0032 | 0.7968 | -0.0027 | -0.6723 | 0.0012 | 0.2988 | 0.0146 | 3.6354 | -0.013 | -3.237 | -0.0067 | -1.6683 | -0.013 | -3.237 | -0.0067 | -1.6683 | 2771
176 | [37 empty] | 0 | 0 | 0.1 | [20 empty] | CMH |  |  | Xmtr Range |  |  |  |  | Airflow | [10 empty] | #REF! | [12 empty] | #N/A | 0 | 0 | 0 | -0.0047 | -1.1703 | 0.0032 | 0.7968 | -0.0027 | -0.6723 | 0.0012 | 0.2988 | 0.0146 | 3.6354 | -0.013 | -3.237 | -0.0067 | -1.6683 | -0.013 | -3.237 | -0.0067 | -1.6683 | 2835
177 | [37 empty] | 0 | 0 | 0.1 | [19 empty] | Size | Min | Max .3" | AVC5 Max | Min | AV3 Max | M/N | Shape | M/N | Area | [10 empty] | #REF! | [12 empty] | #N/A | 0 | 0 | 0 | -0.0047 | -1.1703 | 0.0032 | 0.7968 | -0.0027 | -0.6723 | 0.0012 | 0.2988 | 0.0146 | 3.6354 | -0.013 | -3.237 | -0.0067 | -1.6683 | -0.013 | -3.237 | -0.0067 | -1.6683 | ?
178 | [37 empty] | 0 | 0 | 0.1 | [19 empty] | 6 | 51 |  | 535 | 0 | 561 | 06 | Round | 1 | 0.08 | [10 empty] | #REF! | [12 empty] | #N/A | 0 | 0 | 0 | -0.0047 | -1.1703 | 0.0032 | 0.7968 | -0.0027 | -0.6723 | 0.0012 | 0.2988 | 0.0146 | 3.6354 | -0.013 | -3.237 | -0.0067 | -1.6683 | -0.013 | -3.237 | -0.0067 | -1.6683 | ?
179 | [37 empty] | 0 | 0 | 0.1 | [19 empty] | 8 | 136 |  | 1359 | 0 | 1444 | 08 | Round | 1 | 0.16 | [10 empty] | #REF! | [12 empty] | #N/A | 0 | 0 | 0 | -0.0047 | -1.1703 | 0.0032 | 0.7968 | -0.0027 | -0.6723 | 0.0012 | 0.2988 | 0.0146 | 3.6354 | -0.013 | -3.237 | -0.0067 | -1.6683 | -0.013 | -3.237 | -0.0067 | -1.6683 | ?
180 | [37 empty] | 0 | 0 | 0.1 | [19 empty] | 10 | 204 |  | 2209 | 0 | 2328 | 10 | Round | 1 | 0.26 | [10 empty] | #REF! | [12 empty] | #N/A | 0 | 0 | 0 | -0.0047 | -1.1703 | 0.0032 | 0.7968 | -0.0027 | -0.6723 | 0.0012 | 0.2988 | 0.0146 | 3.6354 | -0.013 | -3.237 | -0.0067 | -1.6683 | -0.013 | -3.237 | -0.0067 | -1.6683 | ?
181 | [37 empty] | 0 | 0 | 0.1 | [19 empty] | 12 | 306 |  | 3041 | 0 | 3228 | 12 | Round | 1 | 0.36 | [10 empty] | #REF! | [12 empty] | #N/A | 0 | 0 | 0 | -0.0047 | -1.1703 | 0.0032 | 0.7968 | -0.0027 | -0.6723 | 0.0012 | 0.2988 | 0.0146 | 3.6354 | -0.013 | -3.237 | -0.0067 | -1.6683 | -0.013 | -3.237 | -0.0067 | -1.6683 | ?
182 | [37 empty] | 0 | 0 | 0.1 | [19 empty] | 14 | 425 |  | 4672 | 0 | 5097 | 14 | Round | 1 | 0.52 | [10 empty] | #REF! | [12 empty] | #N/A | 0 | 0 | 0 | -0.0047 | -1.1703 | 0.0032 | 0.7968 | -0.0027 | -0.6723 | 0.0012 | 0.2988 | 0.0146 | 3.6354 | -0.013 | -3.237 | -0.0067 | -1.6683 | -0.013 | -3.237 | -0.0067 | -1.6683 | ?
183 | [37 empty] | 0 | 0 | 0.1 | [19 empty] | 12x18 | 442 |  | 5437 | 0 | 5777 | 18 | Rectangular | 2 | 0.57 | [10 empty] | #REF! | [12 empty] | #N/A | 0 | 0 | 0 | -0.0047 | -1.1703 | 0.0032 | 0.7968 | -0.0027 | -0.6723 | 0.0012 | 0.2988 | 0.0146 | 3.6354 | -0.013 | -3.237 | -0.0067 | -1.6683 | -0.013 | -3.237 | -0.0067 | -1.6683 | ?
184 | [37 empty] | 0 | 0 | 0.1 | [19 empty] | 12x24 | 595 |  | 6796 | 0 | 7136 | 24 | Rectangular | 2 | 0.76 | [10 empty] | #REF! | [12 empty] | #N/A | 0 | 0 | 0 | -0.0047 | -1.1703 | 0.0032 | 0.7968 | -0.0027 | -0.6723 | 0.0012 | 0.2988 | 0.0146 | 3.6354 | -0.013 | -3.237 | -0.0067 | -1.6683 | -0.013 | -3.237 | -0.0067 | -1.6683 | 0
185 | [37 empty] | 0 | 0 | 0.1 | [19 empty] | 12x36 | 883 |  | 10874 | 0 | 11553 | 36 | Rectangular | 2 | 1.14 | [10 empty] | #REF! | [12 empty] | #N/A | 0 | 0 | 0 | -0.0047 | -1.1703 | 0.0032 | 0.7968 | -0.0027 | -0.6723 | 0.0012 | 0.2988 | 0.0146 | 3.6354 | -0.013 | -3.237 | -0.0067 | -1.6683 | -0.013 | -3.237 | -0.0067 | -1.6683 | 0
186 | [37 empty] | 0 | 0 | 0.1 | [19 empty] | 12x48 | 1189 |  | 13592 | 0 | 14272 | 48 | Rectangular | 2 | 1.52 | [10 empty] | #REF! | [12 empty] | #N/A | 0 | 0 | 0 | -0.0047 | -1.1703 | 0.0032 | 0.7968 | -0.0027 | -0.6723 | 0.0012 | 0.2988 | 0.0146 | 3.6354 | -0.013 | -3.237 | -0.0067 | -1.6683 | -0.013 | -3.237 | -0.0067 | -1.6683 | 0
187 | [37 empty] | 0 | 0 | 0.1 | [39 empty] | #REF! | [12 empty] | #N/A | 0 | 0 | 0 | -0.0047 | -1.1703 | 0.0032 | 0.7968 | -0.0027 | -0.6723 | 0.0012 | 0.2988 | 0.0146 | 3.6354 | -0.013 | -3.237 | -0.0067 | -1.6683 | -0.013 | -3.237 | -0.0067 | -1.6683 | 0
188 | [37 empty] | 0 | 0 | 0.1 | [39 empty] | #REF! | [12 empty] | #N/A | 0 | 0 | 0 | -0.0047 | -1.1703 | 0.0032 | 0.7968 | -0.0027 | -0.6723 | 0.0012 | 0.2988 | 0.0146 | 3.6354 | -0.013 | -3.237 | -0.0067 | -1.6683 | -0.013 | -3.237 | -0.0067 | -1.6683 | 0
189 | [37 empty] | 0 | 0 | 0.1 | [39 empty] | #REF! | [12 empty] | #N/A | 0 | 0 | 0 | -0.0047 | -1.1703 | 0.0032 | 0.7968 | -0.0027 | -0.6723 | 0.0012 | 0.2988 | 0.0146 | 3.6354 | -0.013 | -3.237 | -0.0067 | -1.6683 | -0.013 | -3.237 | -0.0067 | -1.6683 | 0
190 | [37 empty] | 0 | 0 | 0.1 | [39 empty] | #REF! | [12 empty] | #N/A | 0 | 0 | 0 | -0.0047 | -1.1703 | 0.0032 | 0.7968 | -0.0027 | -0.6723 | 0.0012 | 0.2988 | 0.0146 | 3.6354 | -0.013 | -3.237 | -0.0067 | -1.6683 | -0.013 | -3.237 | -0.0067 | -1.6683 | 0
191 | [37 empty] | 0 | 0 | 0.1 | [39 empty] | #REF! | [12 empty] | #N/A | 0 | 0 | 0 | -0.0047 | -1.1703 | 0.0032 | 0.7968 | -0.0027 | -0.6723 | 0.0012 | 0.2988 | 0.0146 | 3.6354 | -0.013 | -3.237 | -0.0067 | -1.6683 | -0.013 | -3.237 | -0.0067 | -1.6683 | 0
192 | [37 empty] | 0 | 0 | 0.1 | [19 empty] | AVC6000 Actuator Types | [19 empty] | #REF! | [12 empty] | #N/A | 0 | 0 | 0 | -0.0047 | -1.1703 | 0.0032 | 0.7968 | -0.0027 | -0.6723 | 0.0012 | 0.2988 | 0.0146 | 3.6354 | -0.013 | -3.237 | -0.0067 | -1.6683 | -0.013 | -3.237 | -0.0067 | -1.6683 | 0
193 | [37 empty] | 0 | 0 | 0.1 | [21 empty] | Watts | VA | [16 empty] | #REF! | [12 empty] | #N/A | 0 | 0 | 0 | -0.0047 | -1.1703 | 0.0032 | 0.7968 | -0.0027 | -0.6723 | 0.0012 | 0.2988 | 0.0146 | 3.6354 | -0.013 | -3.237 | -0.0067 | -1.6683 | -0.013 | -3.237 | -0.0067 | -1.6683 | 0
194 | [37 empty] | 0 | 0 | 0.1 | [19 empty] | HS FLP 0-10V | 02 | 14 | 27 | Belimo | Fail Last Position Belimo (0-10v) - NMQX24-MFT-A FLP | [14 empty] | #REF! | [12 empty] | #N/A | 0 | 0 | 0 | -0.0047 | -1.1703 | 0.0032 | 0.7968 | -0.0027 | -0.6723 | 0.0012 | 0.2988 | 0.0146 | 3.6354 | -0.013 | -3.237 | -0.0067 | -1.6683 | -0.013 | -3.237 | -0.0067 | -1.6683 | 0
195 | [37 empty] | 0 | 0 | 0.1 | [18 empty] | OK | HS FLP 2-10V | 03 | 18 | 32 | Belimo | Fail Last Position Belimo (2-10v) - NMQX24-MFT-B FLP | [14 empty] | #REF! | [12 empty] | #N/A | 0 | 0 | 0 | -0.0047 | -1.1703 | 0.0032 | 0.7968 | -0.0027 | -0.6723 | 0.0012 | 0.2988 | 0.0146 | 3.6354 | -0.013 | -3.237 | -0.0067 | -1.6683 | -0.013 | -3.237 | -0.0067 | -1.6683 | 0
196 | [37 empty] | 0 | 0 | 0.1 | [19 empty] | HS FSP 0-10V | 04 | 16 | 28 | Belimo | Fail Open/Closed Belimo (2-10v) - NKQX24-MFT-B FSP | [14 empty] | #REF! | [12 empty] | #N/A | 0 | 0 | 0 | -0.0047 | -1.1703 | 0.0032 | 0.7968 | -0.0027 | -0.6723 | 0.0012 | 0.2988 | 0.0146 | 3.6354 | -0.013 | -3.237 | -0.0067 | -1.6683 | -0.013 | -3.237 | -0.0067 | -1.6683 | 0
197 | [37 empty] | 0 | 0 | 0.1 | [18 empty] | OK | HS FSP 2-10V | 05 | 16 | 31 | Belimo | Fail Open/Closed Belimo (0-10v) - NKQX24-MFT-A FSP | [14 empty] | #REF! | [12 empty] | #N/A | 0 | 0 | 0 | -0.0047 | -1.1703 | 0.0032 | 0.7968 | -0.0027 | -0.6723 | 0.0012 | 0.2988 | 0.0146 | 3.6354 | -0.013 | -3.237 | -0.0067 | -1.6683 | -0.013 | -3.237 | -0.0067 | -1.6683 | 0
198 | [37 empty] | 0 | 0 | 0.1 | [18 empty] | OK | SS FLP 2-10V | 07 | 6 | 12 | Belimo | Fail Last Position 45 Sec Belimo (2-10v) - | [14 empty] | #REF! | [12 empty] | #N/A | 0 | 0 | 0 | -0.0047 | -1.1703 | 0.0032 | 0.7968 | -0.0027 | -0.6723 | 0.0012 | 0.2988 | 0.0146 | 3.6354 | -0.013 | -3.237 | -0.0067 | -1.6683 | -0.013 | -3.237 | -0.0067 | -1.6683 | 0
199 | [37 empty] | 0 | 0 | 0.1 | [19 empty] | SSA FLP 2-10V | 17 | 9 | 17 | Accutrol | Fail Last Postion, Gruner | [14 empty] | #REF! | [12 empty] | #N/A | 0 | 0 | 0 | -0.0047 | -1.1703 | 0.0032 | 0.7968 | -0.0027 | -0.6723 | 0.0012 | 0.2988 | 0.0146 | 3.6354 | -0.013 | -3.237 | -0.0067 | -1.6683 | -0.013 | -3.237 | -0.0067 | -1.6683 | 0
200 | [37 empty] | 0 | 0 | 0.1 | [19 empty] | HS FLP 0-10V | 02 | 25 | 49 | Double valve | [15 empty] | #REF! | [12 empty] | #N/A | 0 | 0 | 0 | -0.0047 | -1.1703 | 0.0032 | 0.7968 | -0.0027 | -0.6723 | 0.0012 | 0.2988 | 0.0146 | 3.6354 | -0.013 | -3.237 | -0.0067 | -1.6683 | -0.013 | -3.237 | -0.0067 | -1.6683 | 0
201 | [37 empty] | 0 | 0 | 0.1 | [18 empty] | OK | HS FLP 2-10V | 03 | 31 | 55 | Double valve | [15 empty] | #REF! | [12 empty] | #N/A | 0 | 0 | 0 | -0.0047 | -1.1703 | 0.0032 | 0.7968 | -0.0027 | -0.6723 | 0.0012 | 0.2988 | 0.0146 | 3.6354 | -0.013 | -3.237 | -0.0067 | -1.6683 | -0.013 | -3.237 | -0.0067 | -1.6683 | 0
202 | [37 empty] | 0 | 0 | 0.1 | [19 empty] | HS FSP 0-10V | 04 | 29 | 51 | Double valve | [15 empty] | #REF! | [12 empty] | #N/A | 0 | 0 | 0 | -0.0047 | -1.1703 | 0.0032 | 0.7968 | -0.0027 | -0.6723 | 0.0012 | 0.2988 | 0.0146 | 3.6354 | -0.013 | -3.237 | -0.0067 | -1.6683 | -0.013 | -3.237 | -0.0067 | -1.6683 | 1504
203 | [37 empty] | 0 | 0 | 0.1 | [18 empty] | OK | HS FSP 2-10V | 05 | 27 | 53 | Double valve | [15 empty] | #REF! | [12 empty] | #N/A | 0 | 0 | 0 | -0.0047 | -1.1703 | 0.0032 | 0.7968 | -0.0027 | -0.6723 | 0.0012 | 0.2988 | 0.0146 | 3.6354 | -0.013 | -3.237 | -0.0067 | -1.6683 | -0.013 | -3.237 | -0.0067 | -1.6683 | 1535
204 | [37 empty] | 0 | 0 | 0.1 | [18 empty] | OK | SS FLP 2-10V | 07 | 10 | 19 | Double valve | [15 empty] | #REF! | [12 empty] | #N/A | 0 | 0 | 0 | -0.0047 | -1.1703 | 0.0032 | 0.7968 | -0.0027 | -0.6723 | 0.0012 | 0.2988 | 0.0146 | 3.6354 | -0.013 | -3.237 | -0.0067 | -1.6683 | -0.013 | -3.237 | -0.0067 | -1.6683 | 1592
205 | [37 empty] | 0 | 0 | 0.1 | [19 empty] | SSA FLP 2-10V | 17 | 12 | 35 | [16 empty] | #REF! | [12 empty] | #N/A | 0 | 0 | 0 | -0.0047 | -1.1703 | 0.0032 | 0.7968 | -0.0027 | -0.6723 | 0.0012 | 0.2988 | 0.0146 | 3.6354 | -0.013 | -3.237 | -0.0067 | -1.6683 | -0.013 | -3.237 | -0.0067 | -1.6683 | 1713
206 | [37 empty] | 0 | 0 | 0.1 | [39 empty] | #REF! | [12 empty] | #N/A | 0 | 0 | 0 | -0.0047 | -1.1703 | 0.0032 | 0.7968 | -0.0027 | -0.6723 | 0.0012 | 0.2988 | 0.0146 | 3.6354 | -0.013 | -3.237 | -0.0067 | -1.6683 | -0.013 | -3.237 | -0.0067 | -1.6683 | 1862
207 | [37 empty] | 0 | 0 | 0.1 | [19 empty] | AVC4000 Actuator Types | [19 empty] | #REF! | [12 empty] | #N/A | 0 | 0 | 0 | -0.0047 | -1.1703 | 0.0032 | 0.7968 | -0.0027 | -0.6723 | 0.0012 | 0.2988 | 0.0146 | 3.6354 | -0.013 | -3.237 | -0.0067 | -1.6683 | -0.013 | -3.237 | -0.0067 | -1.6683 | 2490
208 | [37 empty] | 0 | 0 | 0.1 | [21 empty] | Watts | VA | [16 empty] | #REF! | [12 empty] | #N/A | 0 | 0 | 0 | -0.0047 | -1.1703 | 0.0032 | 0.7968 | -0.0027 | -0.6723 | 0.0012 | 0.2988 | 0.0146 | 3.6354 | -0.013 | -3.237 | -0.0067 | -1.6683 | -0.013 | -3.237 | -0.0067 | -1.6683 | 2677
209 | [37 empty] | 0 | 0 | 0.1 | [18 empty] | OK | SSA FLP 2-10V | 17 | 9 | 17 | Accutrol | Fail Last Postion, Gruner | [14 empty] | #REF! | [12 empty] | #N/A | 0 | 0 | 0 | -0.0047 | -1.1703 | 0.0032 | 0.7968 | -0.0027 | -0.6723 | 0.0012 | 0.2988 | 0.0146 | 3.6354 | -0.013 | -3.237 | -0.0067 | -1.6683 | -0.013 | -3.237 | -0.0067 | -1.6683 | 1613
210 | [37 empty] | 0 | 0 | 0.1 | [39 empty] | #REF! | [12 empty] | #N/A | 0 | 0 | 0 | -0.0047 | -1.1703 | 0.0032 | 0.7968 | -0.0027 | -0.6723 | 0.0012 | 0.2988 | 0.0146 | 3.6354 | -0.013 | -3.237 | -0.0067 | -1.6683 | -0.013 | -3.237 | -0.0067 | -1.6683 | 1648
211 | [37 empty] | 0 | 0 | 0.1 | [19 empty] | AVC2000 Actuator Types | [19 empty] | #REF! | [12 empty] | #N/A | 0 | 0 | 0 | -0.0047 | -1.1703 | 0.0032 | 0.7968 | -0.0027 | -0.6723 | 0.0012 | 0.2988 | 0.0146 | 3.6354 | -0.013 | -3.237 | -0.0067 | -1.6683 | -0.013 | -3.237 | -0.0067 | -1.6683 | 1705
212 | [37 empty] | 0 | 0 | 0.1 | [21 empty] | Watts | VA | [16 empty] | #REF! | [12 empty] | #N/A | 0 | 0 | 0 | -0.0047 | -1.1703 | 0.0032 | 0.7968 | -0.0027 | -0.6723 | 0.0012 | 0.2988 | 0.0146 | 3.6354 | -0.013 | -3.237 | -0.0067 | -1.6683 | -0.013 | -3.237 | -0.0067 | -1.6683 | 1826
213 | [37 empty] | 0 | 0 | 0.1 | [18 empty] | OK | SSA FLP 2-10V | 17 | 9 | 17 | Accutrol | Fail Last Postion, Gruner | [14 empty] | #REF! | [12 empty] | #N/A | 0 | 0 | 0 | -0.0047 | -1.1703 | 0.0032 | 0.7968 | -0.0027 | -0.6723 | 0.0012 | 0.2988 | 0.0146 | 3.6354 | -0.013 | -3.237 | -0.0067 | -1.6683 | -0.013 | -3.237 | -0.0067 | -1.6683 | 1975
214 | [37 empty] | 0 | 0 | 0.1 | [39 empty] | #REF! | [12 empty] | #N/A | 0 | 0 | 0 | -0.0047 | -1.1703 | 0.0032 | 0.7968 | -0.0027 | -0.6723 | 0.0012 | 0.2988 | 0.0146 | 3.6354 | -0.013 | -3.237 | -0.0067 | -1.6683 | -0.013 | -3.237 | -0.0067 | -1.6683 | 2603
215 | [37 empty] | 0 | 0 | 0.1 | [19 empty] | AVT6000 Actuator Types | [19 empty] | #REF! | [12 empty] | #N/A | 0 | 0 | 0 | -0.0047 | -1.1703 | 0.0032 | 0.7968 | -0.0027 | -0.6723 | 0.0012 | 0.2988 | 0.0146 | 3.6354 | -0.013 | -3.237 | -0.0067 | -1.6683 | -0.013 | -3.237 | -0.0067 | -1.6683 | 2790
216 | [37 empty] | 0 | 0 | 0.1 | [21 empty] | Watts | VA | [16 empty] | #REF! | [12 empty] | #N/A | 0 | 0 | 0 | -0.0047 | -1.1703 | 0.0032 | 0.7968 | -0.0027 | -0.6723 | 0.0012 | 0.2988 | 0.0146 | 3.6354 | -0.013 | -3.237 | -0.0067 | -1.6683 | -0.013 | -3.237 | -0.0067 | -1.6683 | 2222
217 | [37 empty] | 0 | 0 | 0.1 | [18 empty] | OK | HS FLP 0-10V | 02 | 16 | 31 | Belimo | Fail Last Position Belimo (0-10v) - NMQX24-MFT-A FLP | [14 empty] | #REF! | [12 empty] | #N/A | 0 | 0 | 0 | -0.0047 | -1.1703 | 0.0032 | 0.7968 | -0.0027 | -0.6723 | 0.0012 | 0.2988 | 0.0146 | 3.6354 | -0.013 | -3.237 | -0.0067 | -1.6683 | -0.013 | -3.237 | -0.0067 | -1.6683 | 2275
218 | [37 empty] | 0 | 0 | 0.1 | [18 empty] | OK | HS FLP 2-10V | 03 | 16 | 31 | Belimo | Fail Last Position Belimo (2-10v) - NMQX24-MFT-B FLP | [14 empty] | #REF! | [12 empty] | #N/A | 0 | 0 | 0 | -0.0047 | -1.1703 | 0.0032 | 0.7968 | -0.0027 | -0.6723 | 0.0012 | 0.2988 | 0.0146 | 3.6354 | -0.013 | -3.237 | -0.0067 | -1.6683 | -0.013 | -3.237 | -0.0067 | -1.6683 | 2333
219 | [37 empty] | 0 | 0 | 0.1 | [18 empty] | OK | HS FSP 0-10V | 04 | 14 | 30 | Belimo | Fail Open/Closed Belimo (2-10v) - NKQX24-MFT-B FSP | [14 empty] | #REF! | [12 empty] | #N/A | 0 | 0 | 0 | -0.0047 | -1.1703 | 0.0032 | 0.7968 | -0.0027 | -0.6723 | 0.0012 | 0.2988 | 0.0146 | 3.6354 | -0.013 | -3.237 | -0.0067 | -1.6683 | -0.013 | -3.237 | -0.0067 | -1.6683 | 2395
220 | [37 empty] | 0 | 0 | 0.1 | [18 empty] | OK | HS FSP 2-10V | 05 | 14 | 30 | Belimo | Fail Open/Closed Belimo (0-10v) - NKQX24-MFT-A FSP | [14 empty] | #REF! | [12 empty] | #N/A | 0 | 0 | 0 | -0.0047 | -1.1703 | 0.0032 | 0.7968 | -0.0027 | -0.6723 | 0.0012 | 0.2988 | 0.0146 | 3.6354 | -0.013 | -3.237 | -0.0067 | -1.6683 | -0.013 | -3.237 | -0.0067 | -1.6683 | 2564
221 | [37 empty] | 0 | 0 | 0.1 | [18 empty] | OK | SS FLP 2-10V | 07 | 5 | 10 | Belimo | Fail Last Position 45 Sec Belimo (2-10v) - | [14 empty] | #REF! | [12 empty] | #N/A | 0 | 0 | 0 | -0.0047 | -1.1703 | 0.0032 | 0.7968 | -0.0027 | -0.6723 | 0.0012 | 0.2988 | 0.0146 | 3.6354 | -0.013 | -3.237 | -0.0067 | -1.6683 | -0.013 | -3.237 | -0.0067 | -1.6683 | 2828
222 | [37 empty] | 0 | 0 | 0.1 | [19 empty] | SSA FLP 2-10V | 17 | 9 | 19 | Accutrol | Fail Last Postion, Gruner | [14 empty] | #REF! | [12 empty] | #N/A | 0 | 0 | 0 | -0.0047 | -1.1703 | 0.0032 | 0.7968 | -0.0027 | -0.6723 | 0.0012 | 0.2988 | 0.0146 | 3.6354 | -0.013 | -3.237 | -0.0067 | -1.6683 | -0.013 | -3.237 | -0.0067 | -1.6683 | 3031
223 | [37 empty] | 0 | 0 | 0.1 | [18 empty] | OK | HS FLP 0-10V | 02 | 29 | 54 | Double valve | [15 empty] | #REF! | [12 empty] | #N/A | 0 | 0 | 0 | -0.0047 | -1.1703 | 0.0032 | 0.7968 | -0.0027 | -0.6723 | 0.0012 | 0.2988 | 0.0146 | 3.6354 | -0.013 | -3.237 | -0.0067 | -1.6683 | -0.013 | -3.237 | -0.0067 | -1.6683 | 4869
224 | [37 empty] | 0 | 0 | 0.1 | [18 empty] | OK | HS FLP 2-10V | 03 | 29 | 54 | Double valve | [15 empty] | #REF! | [12 empty] | #N/A | 0 | 0 | 0 | -0.0047 | -1.1703 | 0.0032 | 0.7968 | -0.0027 | -0.6723 | 0.0012 | 0.2988 | 0.0146 | 3.6354 | -0.013 | -3.237 | -0.0067 | -1.6683 | -0.013 | -3.237 | -0.0067 | -1.6683 | 5236
225 | [37 empty] | 0 | 0 | 0.1 | [18 empty] | OK | HS FSP 0-10V | 04 | 25 | 53 | Double valve | [15 empty] | #REF! | [12 empty] | #N/A | 0 | 0 | 0 | -0.0047 | -1.1703 | 0.0032 | 0.7968 | -0.0027 | -0.6723 | 0.0012 | 0.2988 | 0.0146 | 3.6354 | -0.013 | -3.237 | -0.0067 | -1.6683 | -0.013 | -3.237 | -0.0067 | -1.6683
226 | [37 empty] | 0 | 0 | 0.1 | [18 empty] | OK | HS FSP 2-10V | 05 | 25 | 53 | Double valve | [15 empty] | #REF! | [12 empty] | #N/A | 0 | 0 | 0 | -0.0047 | -1.1703 | 0.0032 | 0.7968 | -0.0027 | -0.6723 | 0.0012 | 0.2988 | 0.0146 | 3.6354 | -0.013 | -3.237 | -0.0067 | -1.6683 | -0.013 | -3.237 | -0.0067 | -1.6683
227 | [37 empty] | 0 | 0 | 0.1 | [18 empty] | OK | SS FLP 2-10V | 07 | 9 | 16 | Double valve | [15 empty] | #REF! | [12 empty] | #N/A | 0 | 0 | 0 | -0.0047 | -1.1703 | 0.0032 | 0.7968 | -0.0027 | -0.6723 | 0.0012 | 0.2988 | 0.0146 | 3.6354 | -0.013 | -3.237 | -0.0067 | -1.6683 | -0.013 | -3.237 | -0.0067 | -1.6683
228 | [37 empty] | 0 | 0 | 0.1 | [19 empty] | SSA FLP 2-10V | 17 | [18 empty] | #REF! | [12 empty] | #N/A | 0 | 0 | 0 | -0.0047 | -1.1703 | 0.0032 | 0.7968 | -0.0027 | -0.6723 | 0.0012 | 0.2988 | 0.0146 | 3.6354 | -0.013 | -3.237 | -0.0067 | -1.6683 | -0.013 | -3.237 | -0.0067 | -1.6683
229 | [37 empty] | 0 | 0 | 0.1 | [39 empty] | #REF! | [12 empty] | #N/A | 0 | 0 | 0 | -0.0047 | -1.1703 | 0.0032 | 0.7968 | -0.0027 | -0.6723 | 0.0012 | 0.2988 | 0.0146 | 3.6354 | -0.013 | -3.237 | -0.0067 | -1.6683 | -0.013 | -3.237 | -0.0067 | -1.6683
230 | [37 empty] | 0 | 0 | 0.1 | [19 empty] | AVT4000 Actuator Types | [19 empty] | #REF! | [12 empty] | #N/A | 0 | 0 | 0 | -0.0047 | -1.1703 | 0.0032 | 0.7968 | -0.0027 | -0.6723 | 0.0012 | 0.2988 | 0.0146 | 3.6354 | -0.013 | -3.237 | -0.0067 | -1.6683 | -0.013 | -3.237 | -0.0067 | -1.6683
231 | [37 empty] | 0 | 0 | 0.1 | [21 empty] | Watts | VA | [16 empty] | #REF! | [12 empty] | #N/A | 0 | 0 | 0 | -0.0047 | -1.1703 | 0.0032 | 0.7968 | -0.0027 | -0.6723 | 0.0012 | 0.2988 | 0.0146 | 3.6354 | -0.013 | -3.237 | -0.0067 | -1.6683 | -0.013 | -3.237 | -0.0067 | -1.6683
232 | [37 empty] | 0 | 0 | 0.1 | [18 empty] | OK | SSA FLP 2-10V | 17 | 9 | 17 | Accutrol | Fail Last Postion, Gruner | [14 empty] | #REF! | [12 empty] | #N/A | 0 | 0 | 0 | -0.0047 | -1.1703 | 0.0032 | 0.7968 | -0.0027 | -0.6723 | 0.0012 | 0.2988 | 0.0146 | 3.6354 | -0.013 | -3.237 | -0.0067 | -1.6683 | -0.013 | -3.237 | -0.0067 | -1.6683
233 | [37 empty] | 0 | 0 | 0.1 | [39 empty] | #REF! | [12 empty] | #N/A | 0 | 0 | 0 | -0.0047 | -1.1703 | 0.0032 | 0.7968 | -0.0027 | -0.6723 | 0.0012 | 0.2988 | 0.0146 | 3.6354 | -0.013 | -3.237 | -0.0067 | -1.6683 | -0.013 | -3.237 | -0.0067 | -1.6683
234 | [37 empty] | 0 | 0 | 0.1 | [39 empty] | #REF! | [12 empty] | #N/A | 0 | 0 | 0 | -0.0047 | -1.1703 | 0.0032 | 0.7968 | -0.0027 | -0.6723 | 0.0012 | 0.2988 | 0.0146 | 3.6354 | -0.013 | -3.237 | -0.0067 | -1.6683 | -0.013 | -3.237 | -0.0067 | -1.6683
235 | [37 empty] | 0 | 0 | 0.1 | [19 empty] | AVR6000 Actuator Types | [19 empty] | #REF! | [12 empty] | #N/A | 0 | 0 | 0 | -0.0047 | -1.1703 | 0.0032 | 0.7968 | -0.0027 | -0.6723 | 0.0012 | 0.2988 | 0.0146 | 3.6354 | -0.013 | -3.237 | -0.0067 | -1.6683 | -0.013 | -3.237 | -0.0067 | -1.6683
236 | [37 empty] | 0 | 0 | 0.1 | [21 empty] | Watts | VA | [16 empty] | #REF! | [12 empty] | #N/A | 0 | 0 | 0 | -0.0047 | -1.1703 | 0.0032 | 0.7968 | -0.0027 | -0.6723 | 0.0012 | 0.2988 | 0.0146 | 3.6354 | -0.013 | -3.237 | -0.0067 | -1.6683 | -0.013 | -3.237 | -0.0067 | -1.6683
237 | [37 empty] | 0 | 0 | 0.1 | [19 empty] | HS FLP 0-10V | 02 | 14 | 27 | Belimo | Fail Last Position Belimo (0-10v) - NMQX24-MFT-A FLP | [14 empty] | #REF! | [12 empty] | #N/A | 0 | 0 | 0 | -0.0047 | -1.1703 | 0.0032 | 0.7968 | -0.0027 | -0.6723 | 0.0012 | 0.2988 | 0.0146 | 3.6354 | -0.013 | -3.237 | -0.0067 | -1.6683 | -0.013 | -3.237 | -0.0067 | -1.6683
238 | [37 empty] | 0 | 0 | 0.1 | [18 empty] | OK | HS FLP 2-10V | 03 | 17 | 30 | Belimo | Fail Last Position Belimo (2-10v) - NMQX24-MFT-B FLP | [14 empty] | #REF! | [12 empty] | #N/A | 0 | 0 | 0 | -0.0047 | -1.1703 | 0.0032 | 0.7968 | -0.0027 | -0.6723 | 0.0012 | 0.2988 | 0.0146 | 3.6354 | -0.013 | -3.237 | -0.0067 | -1.6683 | -0.013 | -3.237 | -0.0067 | -1.6683
239 | [37 empty] | 0 | 0 | 0.1 | [19 empty] | HS FSP 0-10V | 04 | 16 | 28 | Belimo | Fail Open/Closed Belimo (2-10v) - NKQX24-MFT-B FSP | [14 empty] | #REF! | [12 empty] | #N/A | 0 | 0 | 0 | -0.0047 | -1.1703 | 0.0032 | 0.7968 | -0.0027 | -0.6723 | 0.0012 | 0.2988 | 0.0146 | 3.6354 | -0.013 | -3.237 | -0.0067 | -1.6683 | -0.013 | -3.237 | -0.0067 | -1.6683
240 | [37 empty] | 0 | 0 | 0.1 | [18 empty] | OK | HS FSP 2-10V | 05 | 17 | 30 | Belimo | Fail Open/Closed Belimo (0-10v) - NKQX24-MFT-A FSP | [14 empty] | #REF! | [12 empty] | #N/A | 0 | 0 | 0 | -0.0047 | -1.1703 | 0.0032 | 0.7968 | -0.0027 | -0.6723 | 0.0012 | 0.2988 | 0.0146 | 3.6354 | -0.013 | -3.237 | -0.0067 | -1.6683 | -0.013 | -3.237 | -0.0067 | -1.6683
241 | [37 empty] | 0 | 0 | 0.1 | [18 empty] | OK | SS FLP 2-10V | 07 | 7 | 13 | Belimo | Fail Last Position 45 Sec Belimo (2-10v) - | [14 empty] | #REF! | [12 empty] | #N/A | 0 | 0 | 0 | -0.0047 | -1.1703 | 0.0032 | 0.7968 | -0.0027 | -0.6723 | 0.0012 | 0.2988 | 0.0146 | 3.6354 | -0.013 | -3.237 | -0.0067 | -1.6683 | -0.013 | -3.237 | -0.0067 | -1.6683
242 | [37 empty] | 0 | 0 | 0.1 | [19 empty] | SSA FLP 2-10V | 17 | 9 | 17 | Accutrol | Fail Last Postion, Gruner | [14 empty] | #REF! | [12 empty] | #N/A | 0 | 0 | 0 | -0.0047 | -1.1703 | 0.0032 | 0.7968 | -0.0027 | -0.6723 | 0.0012 | 0.2988 | 0.0146 | 3.6354 | -0.013 | -3.237 | -0.0067 | -1.6683 | -0.013 | -3.237 | -0.0067 | -1.6683
243 | [37 empty] | 0 | 0 | 0.1 | [19 empty] | HS FLP 0-10V | 02 | 25 | 49 | Double valve | [15 empty] | #REF! | [12 empty] | #N/A | 0 | 0 | 0 | -0.0047 | -1.1703 | 0.0032 | 0.7968 | -0.0027 | -0.6723 | 0.0012 | 0.2988 | 0.0146 | 3.6354 | -0.013 | -3.237 | -0.0067 | -1.6683 | -0.013 | -3.237 | -0.0067 | -1.6683
244 | [37 empty] | 0 | 0 | 0.1 | [18 empty] | OK | HS FLP 2-10V | 03 | 30 | 53 | Double valve | [15 empty] | #REF! | [12 empty] | #N/A | 0 | 0 | 0 | -0.0047 | -1.1703 | 0.0032 | 0.7968 | -0.0027 | -0.6723 | 0.0012 | 0.2988 | 0.0146 | 3.6354 | -0.013 | -3.237 | -0.0067 | -1.6683 | -0.013 | -3.237 | -0.0067 | -1.6683
245 | [37 empty] | 0 | 0 | 0.1 | [19 empty] | HS FSP 0-10V | 04 | 29 | 51 | Double valve | [15 empty] | #REF! | [12 empty] | #N/A | 0 | 0 | 0 | -0.0047 | -1.1703 | 0.0032 | 0.7968 | -0.0027 | -0.6723 | 0.0012 | 0.2988 | 0.0146 | 3.6354 | -0.013 | -3.237 | -0.0067 | -1.6683 | -0.013 | -3.237 | -0.0067 | -1.6683
246 | [37 empty] | 0 | 0 | 0.1 | [13 empty] | AVR6 Adder |  |  |  |  | OK | HS FSP 2-10V | 05 | 30 | 53 | Double valve | [15 empty] | #REF! | [12 empty] | #N/A | 0 | 0 | 0 | -0.0047 | -1.1703 | 0.0032 | 0.7968 | -0.0027 | -0.6723 | 0.0012 | 0.2988 | 0.0146 | 3.6354 | -0.013 | -3.237 | -0.0067 | -1.6683 | -0.013 | -3.237 | -0.0067 | -1.6683
247 | [37 empty] | 0 | 0 | 0.1 | [13 empty] | 300 |  |  |  |  | OK | SS FLP 2-10V | 07 | 12 | 19 | Double valve | [15 empty] | #REF! | [12 empty] | #N/A | 0 | 0 | 0 | -0.0047 | -1.1703 | 0.0032 | 0.7968 | -0.0027 | -0.6723 | 0.0012 | 0.2988 | 0.0146 | 3.6354 | -0.013 | -3.237 | -0.0067 | -1.6683 | -0.013 | -3.237 | -0.0067 | -1.6683
248 | [37 empty] | 0 | 0 | 0.1 | [19 empty] | SSA FLP 2-10V | 17 | [18 empty] | #REF! | [12 empty] | #N/A | 0 | 0 | 0 | -0.0047 | -1.1703 | 0.0032 | 0.7968 | -0.0027 | -0.6723 | 0.0012 | 0.2988 | 0.0146 | 3.6354 | -0.013 | -3.237 | -0.0067 | -1.6683 | -0.013 | -3.237 | -0.0067 | -1.6683
249 | [37 empty] | 0 | 0 | 0.1 | [39 empty] | #REF! | [12 empty] | #N/A | 0 | 0 | 0 | -0.0047 | -1.1703 | 0.0032 | 0.7968 | -0.0027 | -0.6723 | 0.0012 | 0.2988 | 0.0146 | 3.6354 | -0.013 | -3.237 | -0.0067 | -1.6683 | -0.013 | -3.237 | -0.0067 | -1.6683
250 | [37 empty] | 0 | 0 | 0.1 | [19 empty] | AVR4000 Actuator Types | [19 empty] | #REF! | [12 empty] | #N/A | 0 | 0 | 0 | -0.0047 | -1.1703 | 0.0032 | 0.7968 | -0.0027 | -0.6723 | 0.0012 | 0.2988 | 0.0146 | 3.6354 | -0.013 | -3.237 | -0.0067 | -1.6683 | -0.013 | -3.237 | -0.0067 | -1.6683
251 | [37 empty] | 0 | 0 | 0.1 | [21 empty] | Watts | VA | [16 empty] | #REF! | [12 empty] | #N/A | 0 | 0 | 0 | -0.0047 | -1.1703 | 0.0032 | 0.7968 | -0.0027 | -0.6723 | 0.0012 | 0.2988 | 0.0146 | 3.6354 | -0.013 | -3.237 | -0.0067 | -1.6683 | -0.013 | -3.237 | -0.0067 | -1.6683
252 | [37 empty] | 0 | 0 | 0.1 | [18 empty] | OK | SSA FLP 2-10V | 17 | 10 | 18 | Accutrol | Fail Last Postion, Gruner | [14 empty] | #REF! | [12 empty] | #N/A | 0 | 0 | 0 | -0.0047 | -1.1703 | 0.0032 | 0.7968 | -0.0027 | -0.6723 | 0.0012 | 0.2988 | 0.0146 | 3.6354 | -0.013 | -3.237 | -0.0067 | -1.6683 | -0.013 | -3.237 | -0.0067 | -1.6683
253 | [37 empty] | 0 | 0 | 0.1 | [39 empty] | #REF! | [12 empty] | #N/A | 0 | 0 | 0 | -0.0047 | -1.1703 | 0.0032 | 0.7968 | -0.0027 | -0.6723 | 0.0012 | 0.2988 | 0.0146 | 3.6354 | -0.013 | -3.237 | -0.0067 | -1.6683 | -0.013 | -3.237 | -0.0067 | -1.6683
254 | [37 empty] | 0 | 0 | 0.1 | [39 empty] | #REF! | [12 empty] | #N/A | 0 | 0 | 0 | -0.0047 | -1.1703 | 0.0032 | 0.7968 | -0.0027 | -0.6723 | 0.0012 | 0.2988 | 0.0146 | 3.6354 | -0.013 | -3.237 | -0.0067 | -1.6683 | -0.013 | -3.237 | -0.0067 | -1.6683
255 | [37 empty] | 0 | 0 | 0.1 | [39 empty] | #REF! | [12 empty] | #N/A | 0 | 0 | 0 | -0.0047 | -1.1703 | 0.0032 | 0.7968 | -0.0027 | -0.6723 | 0.0012 | 0.2988 | 0.0146 | 3.6354 | -0.013 | -3.237 | -0.0067 | -1.6683 | -0.013 | -3.237 | -0.0067 | -1.6683
256 | [37 empty] | 0 | 0 | 0.1 | [39 empty] | #REF! | [12 empty] | #N/A | 0 | 0 | 0 | -0.0047 | -1.1703 | 0.0032 | 0.7968 | -0.0027 | -0.6723 | 0.0012 | 0.2988 | 0.0146 | 3.6354 | -0.013 | -3.237 | -0.0067 | -1.6683 | -0.013 | -3.237 | -0.0067 | -1.6683
257 | [37 empty] | 0 | 0 | 0.1 | [39 empty] | #REF! | [12 empty] | #N/A | 0 | 0 | 0 | -0.0047 | -1.1703 | 0.0032 | 0.7968 | -0.0027 | -0.6723 | 0.0012 | 0.2988 | 0.0146 | 3.6354 | -0.013 | -3.237 | -0.0067 | -1.6683 | -0.013 | -3.237 | -0.0067 | -1.6683
258 | [37 empty] | 0 | 0 | 0.1 | [39 empty] | #REF! | [12 empty] | #N/A | 0 | 0 | 0 | -0.0047 | -1.1703 | 0.0032 | 0.7968 | -0.0027 | -0.6723 | 0.0012 | 0.2988 | 0.0146 | 3.6354 | -0.013 | -3.237 | -0.0067 | -1.6683 | -0.013 | -3.237 | -0.0067 | -1.6683
259 | [37 empty] | 0 | 0 | 0.1 | [39 empty] | #REF! | [12 empty] | #N/A | 0 | 0 | 0 | -0.0047 | -1.1703 | 0.0032 | 0.7968 | -0.0027 | -0.6723 | 0.0012 | 0.2988 | 0.0146 | 3.6354 | -0.013 | -3.237 | -0.0067 | -1.6683 | -0.013 | -3.237 | -0.0067 | -1.6683
260 | [37 empty] | 0 | 0 | 0.1 | [39 empty] | #REF! | [12 empty] | #N/A | 0 | 0 | 0 | -0.0047 | -1.1703 | 0.0032 | 0.7968 | -0.0027 | -0.6723 | 0.0012 | 0.2988 | 0.0146 | 3.6354 | -0.013 | -3.237 | -0.0067 | -1.6683 | -0.013 | -3.237 | -0.0067 | -1.6683
261 | [37 empty] | 0 | 0 | 0.1 | [39 empty] | #REF! | [12 empty] | #N/A | 0 | 0 | 0 | -0.0047 | -1.1703 | 0.0032 | 0.7968 | -0.0027 | -0.6723 | 0.0012 | 0.2988 | 0.0146 | 3.6354 | -0.013 | -3.237 | -0.0067 | -1.6683 | -0.013 | -3.237 | -0.0067 | -1.6683
262 | [37 empty] | 0 | 0 | 0.1 | [39 empty] | #REF! | [12 empty] | #N/A | 0 | 0 | 0 | -0.0047 | -1.1703 | 0.0032 | 0.7968 | -0.0027 | -0.6723 | 0.0012 | 0.2988 | 0.0146 | 3.6354 | -0.013 | -3.237 | -0.0067 | -1.6683 | -0.013 | -3.237 | -0.0067 | -1.6683
263 | [37 empty] | 0 | 0 | 0.1 | [39 empty] | #REF! | [12 empty] | #N/A | 0 | 0 | 0 | -0.0047 | -1.1703 | 0.0032 | 0.7968 | -0.0027 | -0.6723 | 0.0012 | 0.2988 | 0.0146 | 3.6354 | -0.013 | -3.237 | -0.0067 | -1.6683 | -0.013 | -3.237 | -0.0067 | -1.6683
264 | [37 empty] | 0 | 0 | 0.1 | [39 empty] | #REF! | [12 empty] | #N/A | 0 | 0 | 0 | -0.0047 | -1.1703 | 0.0032 | 0.7968 | -0.0027 | -0.6723 | 0.0012 | 0.2988 | 0.0146 | 3.6354 | -0.013 | -3.237 | -0.0067 | -1.6683 | -0.013 | -3.237 | -0.0067 | -1.6683
265 | [37 empty] | 0 | 0 | 0.1 | [39 empty] | #REF! | [12 empty] | #N/A | 0 | 0 | 0 | -0.0047 | -1.1703 | 0.0032 | 0.7968 | -0.0027 | -0.6723 | 0.0012 | 0.2988 | 0.0146 | 3.6354 | -0.013 | -3.237 | -0.0067 | -1.6683 | -0.013 | -3.237 | -0.0067 | -1.6683
266 | [37 empty] | 0 | 0 | 0.1 | [39 empty] | #REF! | [12 empty] | #N/A | 0 | 0 | 0 | -0.0047 | -1.1703 | 0.0032 | 0.7968 | -0.0027 | -0.6723 | 0.0012 | 0.2988 | 0.0146 | 3.6354 | -0.013 | -3.237 | -0.0067 | -1.6683 | -0.013 | -3.237 | -0.0067 | -1.6683
267 | [37 empty] | 0 | 0 | 0.1 | [39 empty] | #REF! | [12 empty] | #N/A | 0 | 0 | 0 | -0.0047 | -1.1703 | 0.0032 | 0.7968 | -0.0027 | -0.6723 | 0.0012 | 0.2988 | 0.0146 | 3.6354 | -0.013 | -3.237 | -0.0067 | -1.6683 | -0.013 | -3.237 | -0.0067 | -1.6683
268 | [37 empty] | 0 | 0 | 0.1 | [39 empty] | #REF! | [12 empty] | #N/A | 0 | 0 | 0 | -0.0047 | -1.1703 | 0.0032 | 0.7968 | -0.0027 | -0.6723 | 0.0012 | 0.2988 | 0.0146 | 3.6354 | -0.013 | -3.237 | -0.0067 | -1.6683 | -0.013 | -3.237 | -0.0067 | -1.6683
269 | [37 empty] | 0 | 0 | 0.1 | [39 empty] | #REF! | [12 empty] | #N/A | 0 | 0 | 0 | -0.0047 | -1.1703 | 0.0032 | 0.7968 | -0.0027 | -0.6723 | 0.0012 | 0.2988 | 0.0146 | 3.6354 | -0.013 | -3.237 | -0.0067 | -1.6683 | -0.013 | -3.237 | -0.0067 | -1.6683
270 | [37 empty] | 0 | 0 | 0.1 | [39 empty] | #REF! | [12 empty] | #N/A | 0 | 0 | 0 | -0.0047 | -1.1703 | 0.0032 | 0.7968 | -0.0027 | -0.6723 | 0.0012 | 0.2988 | 0.0146 | 3.6354 | -0.013 | -3.237 | -0.0067 | -1.6683 | -0.013 | -3.237 | -0.0067 | -1.6683
271 | [37 empty] | 0 | 0 | 0.1 | [39 empty] | #REF! | [12 empty] | #N/A | 0 | 0 | 0 | -0.0047 | -1.1703 | 0.0032 | 0.7968 | -0.0027 | -0.6723 | 0.0012 | 0.2988 | 0.0146 | 3.6354 | -0.013 | -3.237 | -0.0067 | -1.6683 | -0.013 | -3.237 | -0.0067 | -1.6683
272 | [37 empty] | 0 | 0 | 0.1 | [39 empty] | #REF! | [12 empty] | #N/A | 0 | 0 | 0 | -0.0047 | -1.1703 | 0.0032 | 0.7968 | -0.0027 | -0.6723 | 0.0012 | 0.2988 | 0.0146 | 3.6354 | -0.013 | -3.237 | -0.0067 | -1.6683 | -0.013 | -3.237 | -0.0067 | -1.6683
273 | [37 empty] | 0 | 0 | 0.1 | [39 empty] | #REF! | [12 empty] | #N/A | 0 | 0 | 0 | -0.0047 | -1.1703 | 0.0032 | 0.7968 | -0.0027 | -0.6723 | 0.0012 | 0.2988 | 0.0146 | 3.6354 | -0.013 | -3.237 | -0.0067 | -1.6683 | -0.013 | -3.237 | -0.0067 | -1.6683
274 | [37 empty] | 0 | 0 | 0.1 | [39 empty] | #REF! | [12 empty] | #N/A | 0 | 0 | 0 | -0.0047 | -1.1703 | 0.0032 | 0.7968 | -0.0027 | -0.6723 | 0.0012 | 0.2988 | 0.0146 | 3.6354 | -0.013 | -3.237 | -0.0067 | -1.6683 | -0.013 | -3.237 | -0.0067 | -1.6683
275 | [37 empty] | 0 | 0 | 0.1 | [39 empty] | #REF! | [12 empty] | #N/A | 0 | 0 | 0 | -0.0047 | -1.1703 | 0.0032 | 0.7968 | -0.0027 | -0.6723 | 0.0012 | 0.2988 | 0.0146 | 3.6354 | -0.013 | -3.237 | -0.0067 | -1.6683 | -0.013 | -3.237 | -0.0067 | -1.6683
276 | [37 empty] | 0 | 0 | 0.1 | [39 empty] | #REF! | [12 empty] | #N/A | 0 | 0 | 0 | -0.0047 | -1.1703 | 0.0032 | 0.7968 | -0.0027 | -0.6723 | 0.0012 | 0.2988 | 0.0146 | 3.6354 | -0.013 | -3.237 | -0.0067 | -1.6683 | -0.013 | -3.237 | -0.0067 | -1.6683
277 | [37 empty] | 0 | 0 | 0.1 | [39 empty] | #REF! | [12 empty] | #N/A | 0 | 0 | 0 | -0.0047 | -1.1703 | 0.0032 | 0.7968 | -0.0027 | -0.6723 | 0.0012 | 0.2988 | 0.0146 | 3.6354 | -0.013 | -3.237 | -0.0067 | -1.6683 | -0.013 | -3.237 | -0.0067 | -1.6683
278 | [37 empty] | 0 | 0 | 0.1 | [39 empty] | #REF! | [12 empty] | #N/A | 0 | 0 | 0 | -0.0047 | -1.1703 | 0.0032 | 0.7968 | -0.0027 | -0.6723 | 0.0012 | 0.2988 | 0.0146 | 3.6354 | -0.013 | -3.237 | -0.0067 | -1.6683 | -0.013 | -3.237 | -0.0067 | -1.6683
279 | [37 empty] | 0 | 0 | 0.1 | [39 empty] | #REF! | [12 empty] | #N/A | 0 | 0 | 0 | -0.0047 | -1.1703 | 0.0032 | 0.7968 | -0.0027 | -0.6723 | 0.0012 | 0.2988 | 0.0146 | 3.6354 | -0.013 | -3.237 | -0.0067 | -1.6683 | -0.013 | -3.237 | -0.0067 | -1.6683
280 | [37 empty] | 0 | 0 | 0.1 | [39 empty] | #REF! | [12 empty] | #N/A | 0 | 0 | 0 | -0.0047 | -1.1703 | 0.0032 | 0.7968 | -0.0027 | -0.6723 | 0.0012 | 0.2988 | 0.0146 | 3.6354 | -0.013 | -3.237 | -0.0067 | -1.6683 | -0.013 | -3.237 | -0.0067 | -1.6683
281 | [37 empty] | 0 | 0 | 0.1 | [39 empty] | #REF! | [12 empty] | #N/A | 0 | 0 | 0 | -0.0047 | -1.1703 | 0.0032 | 0.7968 | -0.0027 | -0.6723 | 0.0012 | 0.2988 | 0.0146 | 3.6354 | -0.013 | -3.237 | -0.0067 | -1.6683 | -0.013 | -3.237 | -0.0067 | -1.6683
282 | [37 empty] | 0 | 0 | 0.1 | [39 empty] | #REF! | [12 empty] | #N/A | 0 | 0 | 0 | -0.0047 | -1.1703 | 0.0032 | 0.7968 | -0.0027 | -0.6723 | 0.0012 | 0.2988 | 0.0146 | 3.6354 | -0.013 | -3.237 | -0.0067 | -1.6683 | -0.013 | -3.237 | -0.0067 | -1.6683
283 | [37 empty] | 0 | 0 | 0.1 | [39 empty] | #REF! | [12 empty] | #N/A | 0 | 0 | 0 | -0.0047 | -1.1703 | 0.0032 | 0.7968 | -0.0027 | -0.6723 | 0.0012 | 0.2988 | 0.0146 | 3.6354 | -0.013 | -3.237 | -0.0067 | -1.6683 | -0.013 | -3.237 | -0.0067 | -1.6683
284 | [37 empty] | 0 | 0 | 0.1 | [39 empty] | #REF! | [12 empty] | #N/A | 0 | 0 | 0 | -0.0047 | -1.1703 | 0.0032 | 0.7968 | -0.0027 | -0.6723 | 0.0012 | 0.2988 | 0.0146 | 3.6354 | -0.013 | -3.237 | -0.0067 | -1.6683 | -0.013 | -3.237 | -0.0067 | -1.6683
285 | [37 empty] | 0 | 0 | 0.1 | [39 empty] | #REF! | [12 empty] | #N/A | 0 | 0 | 0 | -0.0047 | -1.1703 | 0.0032 | 0.7968 | -0.0027 | -0.6723 | 0.0012 | 0.2988 | 0.0146 | 3.6354 | -0.013 | -3.237 | -0.0067 | -1.6683 | -0.013 | -3.237 | -0.0067 | -1.6683
286 | [37 empty] | 0 | 0 | 0.1 | [39 empty] | #REF! | [12 empty] | #N/A | 0 | 0 | 0 | -0.0047 | -1.1703 | 0.0032 | 0.7968 | -0.0027 | -0.6723 | 0.0012 | 0.2988 | 0.0146 | 3.6354 | -0.013 | -3.237 | -0.0067 | -1.6683 | -0.013 | -3.237 | -0.0067 | -1.6683
287 | [37 empty] | 0 | 0 | 0.1 | [39 empty] | #REF! | [12 empty] | #N/A | 0 | 0 | 0 | -0.0047 | -1.1703 | 0.0032 | 0.7968 | -0.0027 | -0.6723 | 0.0012 | 0.2988 | 0.0146 | 3.6354 | -0.013 | -3.237 | -0.0067 | -1.6683 | -0.013 | -3.237 | -0.0067 | -1.6683
288 | [37 empty] | 0 | 0 | 0.1 | [39 empty] | #REF! | [12 empty] | #N/A | 0 | 0 | 0 | -0.0047 | -1.1703 | 0.0032 | 0.7968 | -0.0027 | -0.6723 | 0.0012 | 0.2988 | 0.0146 | 3.6354 | -0.013 | -3.237 | -0.0067 | -1.6683 | -0.013 | -3.237 | -0.0067 | -1.6683
289 | [37 empty] | 0 | 0 | 0.1 | [39 empty] | #REF! | [12 empty] | #N/A | 0 | 0 | 0 | -0.0047 | -1.1703 | 0.0032 | 0.7968 | -0.0027 | -0.6723 | 0.0012 | 0.2988 | 0.0146 | 3.6354 | -0.013 | -3.237 | -0.0067 | -1.6683 | -0.013 | -3.237 | -0.0067 | -1.6683
290 | [37 empty] | 0 | 0 | 0.1 | [39 empty] | #REF! | [12 empty] | #N/A | 0 | 0 | 0 | -0.0047 | -1.1703 | 0.0032 | 0.7968 | -0.0027 | -0.6723 | 0.0012 | 0.2988 | 0.0146 | 3.6354 | -0.013 | -3.237 | -0.0067 | -1.6683 | -0.013 | -3.237 | -0.0067 | -1.6683
291 | [37 empty] | 0 | 0 | 0.1 | [13 empty] | AVR4 adder | [25 empty] | #REF! | [12 empty] | #N/A | 0 | 0 | 0 | -0.0047 | -1.1703 | 0.0032 | 0.7968 | -0.0027 | -0.6723 | 0.0012 | 0.2988 | 0.0146 | 3.6354 | -0.013 | -3.237 | -0.0067 | -1.6683 | -0.013 | -3.237 | -0.0067 | -1.6683
292 | [37 empty] | 0 | 0 | 0.1 | [13 empty] | 125 | [25 empty] | #REF! | [12 empty] | #N/A | 0 | 0 | 0 | -0.0047 | -1.1703 | 0.0032 | 0.7968 | -0.0027 | -0.6723 | 0.0012 | 0.2988 | 0.0146 | 3.6354 | -0.013 | -3.237 | -0.0067 | -1.6683 | -0.013 | -3.237 | -0.0067 | -1.6683
293 | [37 empty] | 0 | 0 | 0.1 | [39 empty] | #REF! | [12 empty] | #N/A | 0 | 0 | 0 | -0.0047 | -1.1703 | 0.0032 | 0.7968 | -0.0027 | -0.6723 | 0.0012 | 0.2988 | 0.0146 | 3.6354 | -0.013 | -3.237 | -0.0067 | -1.6683 | -0.013 | -3.237 | -0.0067 | -1.6683
294 | [37 empty] | 0 | 0 | 0.1 | [39 empty] | #REF! | [12 empty] | #N/A | 0 | 0 | 0 | -0.0047 | -1.1703 | 0.0032 | 0.7968 | -0.0027 | -0.6723 | 0.0012 | 0.2988 | 0.0146 | 3.6354 | -0.013 | -3.237 | -0.0067 | -1.6683 | -0.013 | -3.237 | -0.0067 | -1.6683
295 | [37 empty] | 0 | 0 | 0.1 | [39 empty] | #REF! | [12 empty] | #N/A | 0 | 0 | 0 | -0.0047 | -1.1703 | 0.0032 | 0.7968 | -0.0027 | -0.6723 | 0.0012 | 0.2988 | 0.0146 | 3.6354 | -0.013 | -3.237 | -0.0067 | -1.6683 | -0.013 | -3.237 | -0.0067 | -1.6683
296 | [37 empty] | 0 | 0 | 0.1 | [39 empty] | #REF! | [12 empty] | #N/A | 0 | 0 | 0 | -0.0047 | -1.1703 | 0.0032 | 0.7968 | -0.0027 | -0.6723 | 0.0012 | 0.2988 | 0.0146 | 3.6354 | -0.013 | -3.237 | -0.0067 | -1.6683 | -0.013 | -3.237 | -0.0067 | -1.6683
297 | [37 empty] | 0 | 0 | 0.1 | [39 empty] | #REF! | [12 empty] | #N/A | 0 | 0 | 0 | -0.0047 | -1.1703 | 0.0032 | 0.7968 | -0.0027 | -0.6723 | 0.0012 | 0.2988 | 0.0146 | 3.6354 | -0.013 | -3.237 | -0.0067 | -1.6683 | -0.013 | -3.237 | -0.0067 | -1.6683
298 | [37 empty] | 0 | 0 | 0.1 | [39 empty] | #REF! | [12 empty] | #N/A | 0 | 0 | 0 | -0.0047 | -1.1703 | 0.0032 | 0.7968 | -0.0027 | -0.6723 | 0.0012 | 0.2988 | 0.0146 | 3.6354 | -0.013 | -3.237 | -0.0067 | -1.6683 | -0.013 | -3.237 | -0.0067 | -1.6683
299 | [37 empty] | 0 | 0 | 0.1 | [39 empty] | #REF! | [12 empty] | #N/A | 0 | 0 | 0 | -0.0047 | -1.1703 | 0.0032 | 0.7968 | -0.0027 | -0.6723 | 0.0012 | 0.2988 | 0.0146 | 3.6354 | -0.013 | -3.237 | -0.0067 | -1.6683 | -0.013 | -3.237 | -0.0067 | -1.6683
300 | [37 empty] | 0 | 0 | 0.1 | [39 empty] | #REF! | [12 empty] | #N/A | 0 | 0 | 0 | -0.0047 | -1.1703 | 0.0032 | 0.7968 | -0.0027 | -0.6723 | 0.0012 | 0.2988 | 0.0146 | 3.6354 | -0.013 | -3.237 | -0.0067 | -1.6683 | -0.013 | -3.237 | -0.0067 | -1.6683
301 | [37 empty] | 0 | 0 | 0.1 | [39 empty] | #REF! | [12 empty] | #N/A | 0 | 0 | 0 | -0.0047 | -1.1703 | 0.0032 | 0.7968 | -0.0027 | -0.6723 | 0.0012 | 0.2988 | 0.0146 | 3.6354 | -0.013 | -3.237 | -0.0067 | -1.6683 | -0.013 | -3.237 | -0.0067 | -1.6683
302 | [37 empty] | 0 | 0 | 0.1 | [39 empty] | #REF! | [12 empty] | #N/A | 0 | 0 | 0 | -0.0047 | -1.1703 | 0.0032 | 0.7968 | -0.0027 | -0.6723 | 0.0012 | 0.2988 | 0.0146 | 3.6354 | -0.013 | -3.237 | -0.0067 | -1.6683 | -0.013 | -3.237 | -0.0067 | -1.6683
303 | [37 empty] | 0 | 0 | 0.1 | [39 empty] | #REF! | [12 empty] | #N/A | 0 | 0 | 0 | -0.0047 | -1.1703 | 0.0032 | 0.7968 | -0.0027 | -0.6723 | 0.0012 | 0.2988 | 0.0146 | 3.6354 | -0.013 | -3.237 | -0.0067 | -1.6683 | -0.013 | -3.237 | -0.0067 | -1.6683
304 | [37 empty] | 0 | 0 | 0.1 | [39 empty] | #REF! | [12 empty] | #N/A | 0 | 0 | 0 | -0.0047 | -1.1703 | 0.0032 | 0.7968 | -0.0027 | -0.6723 | 0.0012 | 0.2988 | 0.0146 | 3.6354 | -0.013 | -3.237 | -0.0067 | -1.6683 | -0.013 | -3.237 | -0.0067 | -1.6683
305 | [37 empty] | 0 | 0 | 0.1 | [39 empty] | #REF! | [12 empty] | #N/A | 0 | 0 | 0 | -0.0047 | -1.1703 | 0.0032 | 0.7968 | -0.0027 | -0.6723 | 0.0012 | 0.2988 | 0.0146 | 3.6354 | -0.013 | -3.237 | -0.0067 | -1.6683 | -0.013 | -3.237 | -0.0067 | -1.6683
306 | [37 empty] | 0 | 0 | 0.1 | [39 empty] | #REF! | [12 empty] | #N/A | 0 | 0 | 0 | -0.0047 | -1.1703 | 0.0032 | 0.7968 | -0.0027 | -0.6723 | 0.0012 | 0.2988 | 0.0146 | 3.6354 | -0.013 | -3.237 | -0.0067 | -1.6683 | -0.013 | -3.237 | -0.0067 | -1.6683
307 | [37 empty] | 0 | 0 | 0.1 | [39 empty] | #REF! | [12 empty] | #N/A | 0 | 0 | 0 | -0.0047 | -1.1703 | 0.0032 | 0.7968 | -0.0027 | -0.6723 | 0.0012 | 0.2988 | 0.0146 | 3.6354 | -0.013 | -3.237 | -0.0067 | -1.6683 | -0.013 | -3.237 | -0.0067 | -1.6683
308 | [37 empty] | 0 | 0 | 0.1 | [39 empty] | #REF! | [12 empty] | #N/A | 0 | 0 | 0 | -0.0047 | -1.1703 | 0.0032 | 0.7968 | -0.0027 | -0.6723 | 0.0012 | 0.2988 | 0.0146 | 3.6354 | -0.013 | -3.237 | -0.0067 | -1.6683 | -0.013 | -3.237 | -0.0067 | -1.6683
309 | [37 empty] | 0 | 0 | 0.1 | [39 empty] | #REF! | [12 empty] | #N/A | 0 | 0 | 0 | -0.0047 | -1.1703 | 0.0032 | 0.7968 | -0.0027 | -0.6723 | 0.0012 | 0.2988 | 0.0146 | 3.6354 | -0.013 | -3.237 | -0.0067 | -1.6683 | -0.013 | -3.237 | -0.0067 | -1.6683
310 | [37 empty] | 0 | 0 | 0.1 | [39 empty] | #REF! | [12 empty] | #N/A | 0 | 0 | 0 | -0.0047 | -1.1703 | 0.0032 | 0.7968 | -0.0027 | -0.6723 | 0.0012 | 0.2988 | 0.0146 | 3.6354 | -0.013 | -3.237 | -0.0067 | -1.6683 | -0.013 | -3.237 | -0.0067 | -1.6683
311 | [37 empty] | 0 | 0 | 0.1 | [39 empty] | #REF! | [12 empty] | #N/A | 0 | 0 | 0 | -0.0047 | -1.1703 | 0.0032 | 0.7968 | -0.0027 | -0.6723 | 0.0012 | 0.2988 | 0.0146 | 3.6354 | -0.013 | -3.237 | -0.0067 | -1.6683 | -0.013 | -3.237 | -0.0067 | -1.6683
312 | [37 empty] | 0 | 0 | 0.1 | [39 empty] | #REF! | [12 empty] | #N/A | 0 | 0 | 0 | -0.0047 | -1.1703 | 0.0032 | 0.7968 | -0.0027 | -0.6723 | 0.0012 | 0.2988 | 0.0146 | 3.6354 | -0.013 | -3.237 | -0.0067 | -1.6683 | -0.013 | -3.237 | -0.0067 | -1.6683
313 | [37 empty] | 0 | 0 | 0.1 | [39 empty] | #REF! | [12 empty] | #N/A | 0 | 0 | 0 | -0.0047 | -1.1703 | 0.0032 | 0.7968 | -0.0027 | -0.6723 | 0.0012 | 0.2988 | 0.0146 | 3.6354 | -0.013 | -3.237 | -0.0067 | -1.6683 | -0.013 | -3.237 | -0.0067 | -1.6683
314 | [37 empty] | 0 | 0 | 0.1 | [39 empty] | #REF! | [12 empty] | #N/A | 0 | 0 | 0 | -0.0047 | -1.1703 | 0.0032 | 0.7968 | -0.0027 | -0.6723 | 0.0012 | 0.2988 | 0.0146 | 3.6354 | -0.013 | -3.237 | -0.0067 | -1.6683 | -0.013 | -3.237 | -0.0067 | -1.6683
315 | [37 empty] | 0 | 0 | 0.1 | [39 empty] | #REF! | [12 empty] | #N/A | 0 | 0 | 0 | -0.0047 | -1.1703 | 0.0032 | 0.7968 | -0.0027 | -0.6723 | 0.0012 | 0.2988 | 0.0146 | 3.6354 | -0.013 | -3.237 | -0.0067 | -1.6683 | -0.013 | -3.237 | -0.0067 | -1.6683
316 | [37 empty] | 0 | 0 | 0.1 | [39 empty] | #REF! | [12 empty] | #N/A | 0 | 0 | 0 | -0.0047 | -1.1703 | 0.0032 | 0.7968 | -0.0027 | -0.6723 | 0.0012 | 0.2988 | 0.0146 | 3.6354 | -0.013 | -3.237 | -0.0067 | -1.6683 | -0.013 | -3.237 | -0.0067 | -1.6683
317 | [37 empty] | 0 | 0 | 0.1 | [39 empty] | #REF! | [12 empty] | #N/A | 0 | 0 | 0 | -0.0047 | -1.1703 | 0.0032 | 0.7968 | -0.0027 | -0.6723 | 0.0012 | 0.2988 | 0.0146 | 3.6354 | -0.013 | -3.237 | -0.0067 | -1.6683 | -0.013 | -3.237 | -0.0067 | -1.6683
318 | [37 empty] | 0 | 0 | 0.1 | [39 empty] | #REF! | [12 empty] | #N/A | 0 | 0 | 0 | -0.0047 | -1.1703 | 0.0032 | 0.7968 | -0.0027 | -0.6723 | 0.0012 | 0.2988 | 0.0146 | 3.6354 | -0.013 | -3.237 | -0.0067 | -1.6683 | -0.013 | -3.237 | -0.0067 | -1.6683
319 | [37 empty] | 0 | 0 | 0.1 | [39 empty] | #REF! | [12 empty] | #N/A | 0 | 0 | 0 | -0.0047 | -1.1703 | 0.0032 | 0.7968 | -0.0027 | -0.6723 | 0.0012 | 0.2988 | 0.0146 | 3.6354 | -0.013 | -3.237 | -0.0067 | -1.6683 | -0.013 | -3.237 | -0.0067 | -1.6683
320 | [37 empty] | 0 | 0 | 0.1 | [39 empty] | #REF! | [12 empty] | #N/A | 0 | 0 | 0 | -0.0047 | -1.1703 | 0.0032 | 0.7968 | -0.0027 | -0.6723 | 0.0012 | 0.2988 | 0.0146 | 3.6354 | -0.013 | -3.237 | -0.0067 | -1.6683 | -0.013 | -3.237 | -0.0067 | -1.6683
321 | [37 empty] | 0 | 0 | 0.1 | [39 empty] | #REF! | [12 empty] | #N/A | 0 | 0 | 0 | -0.0047 | -1.1703 | 0.0032 | 0.7968 | -0.0027 | -0.6723 | 0.0012 | 0.2988 | 0.0146 | 3.6354 | -0.013 | -3.237 | -0.0067 | -1.6683 | -0.013 | -3.237 | -0.0067 | -1.6683
322 | [37 empty] | 0 | 0 | 0.1 | [39 empty] | #REF! | [12 empty] | #N/A | 0 | 0 | 0 | -0.0047 | -1.1703 | 0.0032 | 0.7968 | -0.0027 | -0.6723 | 0.0012 | 0.2988 | 0.0146 | 3.6354 | -0.013 | -3.237 | -0.0067 | -1.6683 | -0.013 | -3.237 | -0.0067 | -1.6683
323 | [37 empty] | 0 | 0 | 0.1 | [39 empty] | #REF! | [12 empty] | #N/A | 0 | 0 | 0 | -0.0047 | -1.1703 | 0.0032 | 0.7968 | -0.0027 | -0.6723 | 0.0012 | 0.2988 | 0.0146 | 3.6354 | -0.013 | -3.237 | -0.0067 | -1.6683 | -0.013 | -3.237 | -0.0067 | -1.6683
324 | [37 empty] | 0 | 0 | 0.1 | [39 empty] | #REF! | [12 empty] | #N/A | 0 | 0 | 0 | -0.0047 | -1.1703 | 0.0032 | 0.7968 | -0.0027 | -0.6723 | 0.0012 | 0.2988 | 0.0146 | 3.6354 | -0.013 | -3.237 | -0.0067 | -1.6683 | -0.013 | -3.237 | -0.0067 | -1.6683
325 | [37 empty] | 0 | 0 | 0.1 | [39 empty] | #REF! | [12 empty] | #N/A | 0 | 0 | 0 | -0.0047 | -1.1703 | 0.0032 | 0.7968 | -0.0027 | -0.6723 | 0.0012 | 0.2988 | 0.0146 | 3.6354 | -0.013 | -3.237 | -0.0067 | -1.6683 | -0.013 | -3.237 | -0.0067 | -1.6683
326 | [37 empty] | 0 | 0 | 0.1 | [39 empty] | #REF! | [12 empty] | #N/A | 0 | 0 | 0 | -0.0047 | -1.1703 | 0.0032 | 0.7968 | -0.0027 | -0.6723 | 0.0012 | 0.2988 | 0.0146 | 3.6354 | -0.013 | -3.237 | -0.0067 | -1.6683 | -0.013 | -3.237 | -0.0067 | -1.6683
327 | [37 empty] | 0 | 0 | 0.1 | [39 empty] | #REF! | [12 empty] | #N/A | 0 | 0 | 0 | -0.0047 | -1.1703 | 0.0032 | 0.7968 | -0.0027 | -0.6723 | 0.0012 | 0.2988 | 0.0146 | 3.6354 | -0.013 | -3.237 | -0.0067 | -1.6683 | -0.013 | -3.237 | -0.0067 | -1.6683
328 | [37 empty] | 0 | 0 | 0.1 | [39 empty] | #REF! | [12 empty] | #N/A | 0 | 0 | 0 | -0.0047 | -1.1703 | 0.0032 | 0.7968 | -0.0027 | -0.6723 | 0.0012 | 0.2988 | 0.0146 | 3.6354 | -0.013 | -3.237 | -0.0067 | -1.6683 | -0.013 | -3.237 | -0.0067 | -1.6683
329 | [37 empty] | 0 | 0 | 0.1 | [39 empty] | #REF! | [12 empty] | #N/A | 0 | 0 | 0 | -0.0047 | -1.1703 | 0.0032 | 0.7968 | -0.0027 | -0.6723 | 0.0012 | 0.2988 | 0.0146 | 3.6354 | -0.013 | -3.237 | -0.0067 | -1.6683 | -0.013 | -3.237 | -0.0067 | -1.6683
330 | [37 empty] | 0 | 0 | 0.1 | [39 empty] | #REF! | [12 empty] | #N/A | 0 | 0 | 0 | -0.0047 | -1.1703 | 0.0032 | 0.7968 | -0.0027 | -0.6723 | 0.0012 | 0.2988 | 0.0146 | 3.6354 | -0.013 | -3.237 | -0.0067 | -1.6683 | -0.013 | -3.237 | -0.0067 | -1.6683
331 | [37 empty] | 0 | 0 | 0.1 | [39 empty] | #REF! | [12 empty] | #N/A | 0 | 0 | 0 | -0.0047 | -1.1703 | 0.0032 | 0.7968 | -0.0027 | -0.6723 | 0.0012 | 0.2988 | 0.0146 | 3.6354 | -0.013 | -3.237 | -0.0067 | -1.6683 | -0.013 | -3.237 | -0.0067 | -1.6683
332 | [37 empty] | 0 | 0 | 0.1 | [39 empty] | #REF! | [12 empty] | #N/A | 0 | 0 | 0 | -0.0047 | -1.1703 | 0.0032 | 0.7968 | -0.0027 | -0.6723 | 0.0012 | 0.2988 | 0.0146 | 3.6354 | -0.013 | -3.237 | -0.0067 | -1.6683 | -0.013 | -3.237 | -0.0067 | -1.6683
333 | [37 empty] | 0 | 0 | 0.1 | [39 empty] | #REF! | [12 empty] | #N/A | 0 | 0 | 0 | -0.0047 | -1.1703 | 0.0032 | 0.7968 | -0.0027 | -0.6723 | 0.0012 | 0.2988 | 0.0146 | 3.6354 | -0.013 | -3.237 | -0.0067 | -1.6683 | -0.013 | -3.237 | -0.0067 | -1.6683
334 | [37 empty] | 0 | 0 | 0.1 | [39 empty] | #REF! | [12 empty] | #N/A | 0 | 0 | 0 | -0.0047 | -1.1703 | 0.0032 | 0.7968 | -0.0027 | -0.6723 | 0.0012 | 0.2988 | 0.0146 | 3.6354 | -0.013 | -3.237 | -0.0067 | -1.6683 | -0.013 | -3.237 | -0.0067 | -1.6683
335 | [37 empty] | 0 | 0 | 0.1 | [39 empty] | #REF! | [12 empty] | #N/A | 0 | 0 | 0 | -0.0047 | -1.1703 | 0.0032 | 0.7968 | -0.0027 | -0.6723 | 0.0012 | 0.2988 | 0.0146 | 3.6354 | -0.013 | -3.237 | -0.0067 | -1.6683 | -0.013 | -3.237 | -0.0067 | -1.6683
336 | [37 empty] | 0 | 0 | 0.1 | [39 empty] | #REF! | [12 empty] | #N/A | 0 | 0 | 0 | -0.0047 | -1.1703 | 0.0032 | 0.7968 | -0.0027 | -0.6723 | 0.0012 | 0.2988 | 0.0146 | 3.6354 | -0.013 | -3.237 | -0.0067 | -1.6683 | -0.013 | -3.237 | -0.0067 | -1.6683
337 | [37 empty] | 0 | 0 | 0.1 | [39 empty] | #REF! | [12 empty] | #N/A | 0 | 0 | 0 | -0.0047 | -1.1703 | 0.0032 | 0.7968 | -0.0027 | -0.6723 | 0.0012 | 0.2988 | 0.0146 | 3.6354 | -0.013 | -3.237 | -0.0067 | -1.6683 | -0.013 | -3.237 | -0.0067 | -1.6683
338 | [37 empty] | 0 | 0 | 0.1 | [39 empty] | #REF! | [12 empty] | #N/A | 0 | 0 | 0 | -0.0047 | -1.1703 | 0.0032 | 0.7968 | -0.0027 | -0.6723 | 0.0012 | 0.2988 | 0.0146 | 3.6354 | -0.013 | -3.237 | -0.0067 | -1.6683 | -0.013 | -3.237 | -0.0067 | -1.6683
339 | [37 empty] | 0 | 0 | 0.1 | [39 empty] | #REF! | [12 empty] | #N/A | 0 | 0 | 0 | -0.0047 | -1.1703 | 0.0032 | 0.7968 | -0.0027 | -0.6723 | 0.0012 | 0.2988 | 0.0146 | 3.6354 | -0.013 | -3.237 | -0.0067 | -1.6683 | -0.013 | -3.237 | -0.0067 | -1.6683
340 | [37 empty] | 0 | 0 | 0.1 | [39 empty] | #REF! | [12 empty] | #N/A | 0 | 0 | 0 | -0.0047 | -1.1703 | 0.0032 | 0.7968 | -0.0027 | -0.6723 | 0.0012 | 0.2988 | 0.0146 | 3.6354 | -0.013 | -3.237 | -0.0067 | -1.6683 | -0.013 | -3.237 | -0.0067 | -1.6683
341 | [37 empty] | 0 | 0 | 0.1 | [39 empty] | #REF! | [12 empty] | #N/A | 0 | 0 | 0 | -0.0047 | -1.1703 | 0.0032 | 0.7968 | -0.0027 | -0.6723 | 0.0012 | 0.2988 | 0.0146 | 3.6354 | -0.013 | -3.237 | -0.0067 | -1.6683 | -0.013 | -3.237 | -0.0067 | -1.6683
342 | [37 empty] | 0 | 0 | 0.1 | [39 empty] | #REF! | [12 empty] | #N/A | 0 | 0 | 0 | -0.0047 | -1.1703 | 0.0032 | 0.7968 | -0.0027 | -0.6723 | 0.0012 | 0.2988 | 0.0146 | 3.6354 | -0.013 | -3.237 | -0.0067 | -1.6683 | -0.013 | -3.237 | -0.0067 | -1.6683
343 | [37 empty] | 0 | 0 | 0.1 | [39 empty] | #REF! | [12 empty] | #N/A | 0 | 0 | 0 | -0.0047 | -1.1703 | 0.0032 | 0.7968 | -0.0027 | -0.6723 | 0.0012 | 0.2988 | 0.0146 | 3.6354 | -0.013 | -3.237 | -0.0067 | -1.6683 | -0.013 | -3.237 | -0.0067 | -1.6683
344 | [37 empty] | 0 | 0 | 0.1 | [39 empty] | #REF! | [12 empty] | #N/A | 0 | 0 | 0 | -0.0047 | -1.1703 | 0.0032 | 0.7968 | -0.0027 | -0.6723 | 0.0012 | 0.2988 | 0.0146 | 3.6354 | -0.013 | -3.237 | -0.0067 | -1.6683 | -0.013 | -3.237 | -0.0067 | -1.6683
345 | [37 empty] | 0 | 0 | 0.1 | [39 empty] | #REF! | [12 empty] | #N/A | 0 | 0 | 0 | -0.0047 | -1.1703 | 0.0032 | 0.7968 | -0.0027 | -0.6723 | 0.0012 | 0.2988 | 0.0146 | 3.6354 | -0.013 | -3.237 | -0.0067 | -1.6683 | -0.013 | -3.237 | -0.0067 | -1.6683
346 | [37 empty] | 0 | 0 | 0.1 | [39 empty] | #REF! | [12 empty] | #N/A | 0 | 0 | 0 | -0.0047 | -1.1703 | 0.0032 | 0.7968 | -0.0027 | -0.6723 | 0.0012 | 0.2988 | 0.0146 | 3.6354 | -0.013 | -3.237 | -0.0067 | -1.6683 | -0.013 | -3.237 | -0.0067 | -1.6683
347 | [37 empty] | 0 | 0 | 0.1 | [39 empty] | #REF! | [12 empty] | #N/A | 0 | 0 | 0 | -0.0047 | -1.1703 | 0.0032 | 0.7968 | -0.0027 | -0.6723 | 0.0012 | 0.2988 | 0.0146 | 3.6354 | -0.013 | -3.237 | -0.0067 | -1.6683 | -0.013 | -3.237 | -0.0067 | -1.6683
348 | [37 empty] | 0 | 0 | 0.1 | [39 empty] | #REF! | [12 empty] | #N/A | 0 | 0 | 0 | -0.0047 | -1.1703 | 0.0032 | 0.7968 | -0.0027 | -0.6723 | 0.0012 | 0.2988 | 0.0146 | 3.6354 | -0.013 | -3.237 | -0.0067 | -1.6683 | -0.013 | -3.237 | -0.0067 | -1.6683
349 | [37 empty] | 0 | 0 | 0.1 | [39 empty] | #REF! | [12 empty] | #N/A | 0 | 0 | 0 | -0.0047 | -1.1703 | 0.0032 | 0.7968 | -0.0027 | -0.6723 | 0.0012 | 0.2988 | 0.0146 | 3.6354 | -0.013 | -3.237 | -0.0067 | -1.6683 | -0.013 | -3.237 | -0.0067 | -1.6683
350 | [37 empty] | 0 | 0 | 0.1 | [39 empty] | #REF! | [12 empty] | #N/A | 0 | 0 | 0 | -0.0047 | -1.1703 | 0.0032 | 0.7968 | -0.0027 | -0.6723 | 0.0012 | 0.2988 | 0.0146 | 3.6354 | -0.013 | -3.237 | -0.0067 | -1.6683 | -0.013 | -3.237 | -0.0067 | -1.6683
351 | [37 empty] | 0 | 0 | 0.1 | [39 empty] | #REF! | [12 empty] | #N/A | 0 | 0 | 0 | -0.0047 | -1.1703 | 0.0032 | 0.7968 | -0.0027 | -0.6723 | 0.0012 | 0.2988 | 0.0146 | 3.6354 | -0.013 | -3.237 | -0.0067 | -1.6683 | -0.013 | -3.237 | -0.0067 | -1.6683
352 | [37 empty] | 0 | 0 | 0.1 | [39 empty] | #REF! | [12 empty] | #N/A | 0 | 0 | 0 | -0.0047 | -1.1703 | 0.0032 | 0.7968 | -0.0027 | -0.6723 | 0.0012 | 0.2988 | 0.0146 | 3.6354 | -0.013 | -3.237 | -0.0067 | -1.6683 | -0.013 | -3.237 | -0.0067 | -1.6683
353 | [37 empty] | 0 | 0 | 0.1 | [39 empty] | #REF! | [12 empty] | #N/A | 0 | 0 | 0 | -0.0047 | -1.1703 | 0.0032 | 0.7968 | -0.0027 | -0.6723 | 0.0012 | 0.2988 | 0.0146 | 3.6354 | -0.013 | -3.237 | -0.0067 | -1.6683 | -0.013 | -3.237 | -0.0067 | -1.6683
354 | [37 empty] | 0 | 0 | 0.1 | [39 empty] | #REF! | [12 empty] | #N/A | 0 | 0 | 0 | -0.0047 | -1.1703 | 0.0032 | 0.7968 | -0.0027 | -0.6723 | 0.0012 | 0.2988 | 0.0146 | 3.6354 | -0.013 | -3.237 | -0.0067 | -1.6683 | -0.013 | -3.237 | -0.0067 | -1.6683
355 | [37 empty] | 0 | 0 | 0.1 | [39 empty] | #REF! | [12 empty] | #N/A | 0 | 0 | 0 | -0.0047 | -1.1703 | 0.0032 | 0.7968 | -0.0027 | -0.6723 | 0.0012 | 0.2988 | 0.0146 | 3.6354 | -0.013 | -3.237 | -0.0067 | -1.6683 | -0.013 | -3.237 | -0.0067 | -1.6683
356 | [37 empty] | 0 | 0 | 0.1 | [39 empty] | #REF! | [12 empty] | #N/A | 0 | 0 | 0 | -0.0047 | -1.1703 | 0.0032 | 0.7968 | -0.0027 | -0.6723 | 0.0012 | 0.2988 | 0.0146 | 3.6354 | -0.013 | -3.237 | -0.0067 | -1.6683 | -0.013 | -3.237 | -0.0067 | -1.6683
357 | [37 empty] | 0 | 0 | 0.1 | [39 empty] | #REF! | [12 empty] | #N/A | 0 | 0 | 0 | -0.0047 | -1.1703 | 0.0032 | 0.7968 | -0.0027 | -0.6723 | 0.0012 | 0.2988 | 0.0146 | 3.6354 | -0.013 | -3.237 | -0.0067 | -1.6683 | -0.013 | -3.237 | -0.0067 | -1.6683
358 | [37 empty] | 0 | 0 | 0.1 | [39 empty] | #REF! | [12 empty] | #N/A | 0 | 0 | 0 | -0.0047 | -1.1703 | 0.0032 | 0.7968 | -0.0027 | -0.6723 | 0.0012 | 0.2988 | 0.0146 | 3.6354 | -0.013 | -3.237 | -0.0067 | -1.6683 | -0.013 | -3.237 | -0.0067 | -1.6683
359 | [37 empty] | 0 | 0 | 0.1 | [39 empty] | #REF! | [12 empty] | #N/A | 0 | 0 | 0 | -0.0047 | -1.1703 | 0.0032 | 0.7968 | -0.0027 | -0.6723 | 0.0012 | 0.2988 | 0.0146 | 3.6354 | -0.013 | -3.237 | -0.0067 | -1.6683 | -0.013 | -3.237 | -0.0067 | -1.6683
360 | [37 empty] | 0 | 0 | 0.1 | [39 empty] | #REF! | [12 empty] | #N/A | 0 | 0 | 0 | -0.0047 | -1.1703 | 0.0032 | 0.7968 | -0.0027 | -0.6723 | 0.0012 | 0.2988 | 0.0146 | 3.6354 | -0.013 | -3.237 | -0.0067 | -1.6683 | -0.013 | -3.237 | -0.0067 | -1.6683
361 | [37 empty] | 0 | 0 | 0.1 | [39 empty] | #REF! | [12 empty] | #N/A | 0 | 0 | 0 | -0.0047 | -1.1703 | 0.0032 | 0.7968 | -0.0027 | -0.6723 | 0.0012 | 0.2988 | 0.0146 | 3.6354 | -0.013 | -3.237 | -0.0067 | -1.6683 | -0.013 | -3.237 | -0.0067 | -1.6683
362 | [37 empty] | 0 | 0 | 0.1 | [39 empty] | #REF! | [12 empty] | #N/A | 0 | 0 | 0 | -0.0047 | -1.1703 | 0.0032 | 0.7968 | -0.0027 | -0.6723 | 0.0012 | 0.2988 | 0.0146 | 3.6354 | -0.013 | -3.237 | -0.0067 | -1.6683 | -0.013 | -3.237 | -0.0067 | -1.6683
363 | [37 empty] | 0 | 0 | 0.1 | [39 empty] | #REF! | [12 empty] | #N/A | 0 | 0 | 0 | -0.0047 | -1.1703 | 0.0032 | 0.7968 | -0.0027 | -0.6723 | 0.0012 | 0.2988 | 0.0146 | 3.6354 | -0.013 | -3.237 | -0.0067 | -1.6683 | -0.013 | -3.237 | -0.0067 | -1.6683
364 | [37 empty] | 0 | 0 | 0.1 | [39 empty] | #REF! | [12 empty] | #N/A | 0 | 0 | 0 | -0.0047 | -1.1703 | 0.0032 | 0.7968 | -0.0027 | -0.6723 | 0.0012 | 0.2988 | 0.0146 | 3.6354 | -0.013 | -3.237 | -0.0067 | -1.6683 | -0.013 | -3.237 | -0.0067 | -1.6683
365 | [37 empty] | 0 | 0 | 0.1 | [39 empty] | #REF! | [12 empty] | #N/A | 0 | 0 | 0 | -0.0047 | -1.1703 | 0.0032 | 0.7968 | -0.0027 | -0.6723 | 0.0012 | 0.2988 | 0.0146 | 3.6354 | -0.013 | -3.237 | -0.0067 | -1.6683 | -0.013 | -3.237 | -0.0067 | -1.6683
366 | [37 empty] | 0 | 0 | 0.1 | [39 empty] | #REF! | [12 empty] | #N/A | 0 | 0 | 0 | -0.0047 | -1.1703 | 0.0032 | 0.7968 | -0.0027 | -0.6723 | 0.0012 | 0.2988 | 0.0146 | 3.6354 | -0.013 | -3.237 | -0.0067 | -1.6683 | -0.013 | -3.237 | -0.0067 | -1.6683
367 | [37 empty] | 0 | 0 | 0.1 | [39 empty] | #REF! | [12 empty] | #N/A | 0 | 0 | 0 | -0.0047 | -1.1703 | 0.0032 | 0.7968 | -0.0027 | -0.6723 | 0.0012 | 0.2988 | 0.0146 | 3.6354 | -0.013 | -3.237 | -0.0067 | -1.6683 | -0.013 | -3.237 | -0.0067 | -1.6683
368 | [37 empty] | 0 | 0 | 0.1 | [39 empty] | #REF! | [12 empty] | #N/A | 0 | 0 | 0 | -0.0047 | -1.1703 | 0.0032 | 0.7968 | -0.0027 | -0.6723 | 0.0012 | 0.2988 | 0.0146 | 3.6354 | -0.013 | -3.237 | -0.0067 | -1.6683 | -0.013 | -3.237 | -0.0067 | -1.6683
369 | [37 empty] | 0 | 0 | 0.1 | [39 empty] | #REF! | [12 empty] | #N/A | 0 | 0 | 0 | -0.0047 | -1.1703 | 0.0032 | 0.7968 | -0.0027 | -0.6723 | 0.0012 | 0.2988 | 0.0146 | 3.6354 | -0.013 | -3.237 | -0.0067 | -1.6683 | -0.013 | -3.237 | -0.0067 | -1.6683
370 | [37 empty] | 0 | 0 | 0.1 | [39 empty] | #REF! | [12 empty] | #N/A | 0 | 0 | 0 | -0.0047 | -1.1703 | 0.0032 | 0.7968 | -0.0027 | -0.6723 | 0.0012 | 0.2988 | 0.0146 | 3.6354 | -0.013 | -3.237 | -0.0067 | -1.6683 | -0.013 | -3.237 | -0.0067 | -1.6683
371 | [37 empty] | 0 | 0 | 0.1 | [39 empty] | #REF! | [12 empty] | #N/A | 0 | 0 | 0 | -0.0047 | -1.1703 | 0.0032 | 0.7968 | -0.0027 | -0.6723 | 0.0012 | 0.2988 | 0.0146 | 3.6354 | -0.013 | -3.237 | -0.0067 | -1.6683 | -0.013 | -3.237 | -0.0067 | -1.6683
372 | [37 empty] | 0 | 0 | 0.1 | [39 empty] | #REF! | [12 empty] | #N/A | 0 | 0 | 0 | -0.0047 | -1.1703 | 0.0032 | 0.7968 | -0.0027 | -0.6723 | 0.0012 | 0.2988 | 0.0146 | 3.6354 | -0.013 | -3.237 | -0.0067 | -1.6683 | -0.013 | -3.237 | -0.0067 | -1.6683
373 | [37 empty] | 0 | 0 | 0.1 | [39 empty] | #REF! | [12 empty] | #N/A | 0 | 0 | 0 | -0.0047 | -1.1703 | 0.0032 | 0.7968 | -0.0027 | -0.6723 | 0.0012 | 0.2988 | 0.0146 | 3.6354 | -0.013 | -3.237 | -0.0067 | -1.6683 | -0.013 | -3.237 | -0.0067 | -1.6683
374 | [37 empty] | 0 | 0 | 0.1 | [39 empty] | #REF! | [12 empty] | #N/A | 0 | 0 | 0 | -0.0047 | -1.1703 | 0.0032 | 0.7968 | -0.0027 | -0.6723 | 0.0012 | 0.2988 | 0.0146 | 3.6354 | -0.013 | -3.237 | -0.0067 | -1.6683 | -0.013 | -3.237 | -0.0067 | -1.6683
375 | [37 empty] | 0 | 0 | 0.1 | [39 empty] | #REF! | [12 empty] | #N/A | 0 | 0 | 0 | -0.0047 | -1.1703 | 0.0032 | 0.7968 | -0.0027 | -0.6723 | 0.0012 | 0.2988 | 0.0146 | 3.6354 | -0.013 | -3.237 | -0.0067 | -1.6683 | -0.013 | -3.237 | -0.0067 | -1.6683
376 | [37 empty] | 0 | 0 | 0.1 | [39 empty] | #REF! | [12 empty] | #N/A | 0 | 0 | 0 | -0.0047 | -1.1703 | 0.0032 | 0.7968 | -0.0027 | -0.6723 | 0.0012 | 0.2988 | 0.0146 | 3.6354 | -0.013 | -3.237 | -0.0067 | -1.6683 | -0.013 | -3.237 | -0.0067 | -1.6683
377 | [37 empty] | 0 | 0 | 0.1 | [39 empty] | #REF! | [12 empty] | #N/A | 0 | 0 | 0 | -0.0047 | -1.1703 | 0.0032 | 0.7968 | -0.0027 | -0.6723 | 0.0012 | 0.2988 | 0.0146 | 3.6354 | -0.013 | -3.237 | -0.0067 | -1.6683 | -0.013 | -3.237 | -0.0067 | -1.6683
378 | [37 empty] | 0 | 0 | 0.1 | [39 empty] | #REF! | [12 empty] | #N/A | 0 | 0 | 0 | -0.0047 | -1.1703 | 0.0032 | 0.7968 | -0.0027 | -0.6723 | 0.0012 | 0.2988 | 0.0146 | 3.6354 | -0.013 | -3.237 | -0.0067 | -1.6683 | -0.013 | -3.237 | -0.0067 | -1.6683
379 | [37 empty] | 0 | 0 | 0.1 | [39 empty] | #REF! | [12 empty] | #N/A | 0 | 0 | 0 | -0.0047 | -1.1703 | 0.0032 | 0.7968 | -0.0027 | -0.6723 | 0.0012 | 0.2988 | 0.0146 | 3.6354 | -0.013 | -3.237 | -0.0067 | -1.6683 | -0.013 | -3.237 | -0.0067 | -1.6683
380 | [37 empty] | 0 | 0 | 0.1 | [39 empty] | #REF! | [12 empty] | #N/A | 0 | 0 | 0 | -0.0047 | -1.1703 | 0.0032 | 0.7968 | -0.0027 | -0.6723 | 0.0012 | 0.2988 | 0.0146 | 3.6354 | -0.013 | -3.237 | -0.0067 | -1.6683 | -0.013 | -3.237 | -0.0067 | -1.6683
381 | [37 empty] | 0 | 0 | 0.1 | [39 empty] | #REF! | [12 empty] | #N/A | 0 | 0 | 0 | -0.0047 | -1.1703 | 0.0032 | 0.7968 | -0.0027 | -0.6723 | 0.0012 | 0.2988 | 0.0146 | 3.6354 | -0.013 | -3.237 | -0.0067 | -1.6683 | -0.013 | -3.237 | -0.0067 | -1.6683
382 | [37 empty] | 0 | 0 | 0.1 | [39 empty] | #REF! | [12 empty] | #N/A | 0 | 0 | 0 | -0.0047 | -1.1703 | 0.0032 | 0.7968 | -0.0027 | -0.6723 | 0.0012 | 0.2988 | 0.0146 | 3.6354 | -0.013 | -3.237 | -0.0067 | -1.6683 | -0.013 | -3.237 | -0.0067 | -1.6683
383 | [37 empty] | 0 | 0 | 0.1 | [39 empty] | #REF! | [12 empty] | #N/A | 0 | 0 | 0 | -0.0047 | -1.1703 | 0.0032 | 0.7968 | -0.0027 | -0.6723 | 0.0012 | 0.2988 | 0.0146 | 3.6354 | -0.013 | -3.237 | -0.0067 | -1.6683 | -0.013 | -3.237 | -0.0067 | -1.6683
384 | [37 empty] | 0 | 0 | 0.1 | [39 empty] | #REF! | [12 empty] | #N/A | 0 | 0 | 0 | -0.0047 | -1.1703 | 0.0032 | 0.7968 | -0.0027 | -0.6723 | 0.0012 | 0.2988 | 0.0146 | 3.6354 | -0.013 | -3.237 | -0.0067 | -1.6683 | -0.013 | -3.237 | -0.0067 | -1.6683
385 | [37 empty] | 0 | 0 | 0.1 | [39 empty] | #REF! | [12 empty] | #N/A | 0 | 0 | 0 | -0.0047 | -1.1703 | 0.0032 | 0.7968 | -0.0027 | -0.6723 | 0.0012 | 0.2988 | 0.0146 | 3.6354 | -0.013 | -3.237 | -0.0067 | -1.6683 | -0.013 | -3.237 | -0.0067 | -1.6683
386 | [37 empty] | 0 | 0 | 0.1 | [39 empty] | #REF! | [12 empty] | #N/A | 0 | 0 | 0 | -0.0047 | -1.1703 | 0.0032 | 0.7968 | -0.0027 | -0.6723 | 0.0012 | 0.2988 | 0.0146 | 3.6354 | -0.013 | -3.237 | -0.0067 | -1.6683 | -0.013 | -3.237 | -0.0067 | -1.6683
387 | [37 empty] | 0 | 0 | 0.1 | [39 empty] | #REF! | [12 empty] | #N/A | 0 | 0 | 0 | -0.0047 | -1.1703 | 0.0032 | 0.7968 | -0.0027 | -0.6723 | 0.0012 | 0.2988 | 0.0146 | 3.6354 | -0.013 | -3.237 | -0.0067 | -1.6683 | -0.013 | -3.237 | -0.0067 | -1.6683
388 | [37 empty] | 0 | 0 | 0.1 | [39 empty] | #REF! | [12 empty] | #N/A | 0 | 0 | 0 | -0.0047 | -1.1703 | 0.0032 | 0.7968 | -0.0027 | -0.6723 | 0.0012 | 0.2988 | 0.0146 | 3.6354 | -0.013 | -3.237 | -0.0067 | -1.6683 | -0.013 | -3.237 | -0.0067 | -1.6683
389 | [37 empty] | 0 | 0 | 0.1 | [39 empty] | #REF! | [12 empty] | #N/A | 0 | 0 | 0 | -0.0047 | -1.1703 | 0.0032 | 0.7968 | -0.0027 | -0.6723 | 0.0012 | 0.2988 | 0.0146 | 3.6354 | -0.013 | -3.237 | -0.0067 | -1.6683 | -0.013 | -3.237 | -0.0067 | -1.6683
390 | [37 empty] | 0 | 0 | 0.1 | [39 empty] | #REF! | [12 empty] | #N/A | 0 | 0 | 0 | -0.0047 | -1.1703 | 0.0032 | 0.7968 | -0.0027 | -0.6723 | 0.0012 | 0.2988 | 0.0146 | 3.6354 | -0.013 | -3.237 | -0.0067 | -1.6683 | -0.013 | -3.237 | -0.0067 | -1.6683
391 | [37 empty] | 0 | 0 | 0.1 | [39 empty] | #REF! | [12 empty] | #N/A | 0 | 0 | 0 | -0.0047 | -1.1703 | 0.0032 | 0.7968 | -0.0027 | -0.6723 | 0.0012 | 0.2988 | 0.0146 | 3.6354 | -0.013 | -3.237 | -0.0067 | -1.6683 | -0.013 | -3.237 | -0.0067 | -1.6683
392 | [37 empty] | 0 | 0 | 0.1 | [39 empty] | #REF! | [12 empty] | #N/A | 0 | 0 | 0 | -0.0047 | -1.1703 | 0.0032 | 0.7968 | -0.0027 | -0.6723 | 0.0012 | 0.2988 | 0.0146 | 3.6354 | -0.013 | -3.237 | -0.0067 | -1.6683 | -0.013 | -3.237 | -0.0067 | -1.6683
393 | [37 empty] | 0 | 0 | 0.1 | [39 empty] | #REF! | [12 empty] | #N/A | 0 | 0 | 0 | -0.0047 | -1.1703 | 0.0032 | 0.7968 | -0.0027 | -0.6723 | 0.0012 | 0.2988 | 0.0146 | 3.6354 | -0.013 | -3.237 | -0.0067 | -1.6683 | -0.013 | -3.237 | -0.0067 | -1.6683
394 | [37 empty] | 0 | 0 | 0.1 | [39 empty] | #REF! | [12 empty] | #N/A | 0 | 0 | 0 | -0.0047 | -1.1703 | 0.0032 | 0.7968 | -0.0027 | -0.6723 | 0.0012 | 0.2988 | 0.0146 | 3.6354 | -0.013 | -3.237 | -0.0067 | -1.6683 | -0.013 | -3.237 | -0.0067 | -1.6683
395 | [37 empty] | 0 | 0 | 0.1 | [39 empty] | #REF! | [12 empty] | #N/A | 0 | 0 | 0 | -0.0047 | -1.1703 | 0.0032 | 0.7968 | -0.0027 | -0.6723 | 0.0012 | 0.2988 | 0.0146 | 3.6354 | -0.013 | -3.237 | -0.0067 | -1.6683 | -0.013 | -3.237 | -0.0067 | -1.6683
396 | [37 empty] | 0 | 0 | 0.1 | [39 empty] | #REF! | [12 empty] | #N/A | 0 | 0 | 0 | -0.0047 | -1.1703 | 0.0032 | 0.7968 | -0.0027 | -0.6723 | 0.0012 | 0.2988 | 0.0146 | 3.6354 | -0.013 | -3.237 | -0.0067 | -1.6683 | -0.013 | -3.237 | -0.0067 | -1.6683
397 | [37 empty] | 0 | 0 | 0.1 | [39 empty] | #REF! | [12 empty] | #N/A | 0 | 0 | 0 | -0.0047 | -1.1703 | 0.0032 | 0.7968 | -0.0027 | -0.6723 | 0.0012 | 0.2988 | 0.0146 | 3.6354 | -0.013 | -3.237 | -0.0067 | -1.6683 | -0.013 | -3.237 | -0.0067 | -1.6683
398 | [37 empty] | 0 | 0 | 0.1 | [39 empty] | #REF! | [12 empty] | #N/A | 0 | 0 | 0 | -0.0047 | -1.1703 | 0.0032 | 0.7968 | -0.0027 | -0.6723 | 0.0012 | 0.2988 | 0.0146 | 3.6354 | -0.013 | -3.237 | -0.0067 | -1.6683 | -0.013 | -3.237 | -0.0067 | -1.6683
399 | [37 empty] | 0 | 0 | 0.1 | [39 empty] | #REF! | [12 empty] | #N/A | 0 | 0 | 0 | -0.0047 | -1.1703 | 0.0032 | 0.7968 | -0.0027 | -0.6723 | 0.0012 | 0.2988 | 0.0146 | 3.6354 | -0.013 | -3.237 | -0.0067 | -1.6683 | -0.013 | -3.237 | -0.0067 | -1.6683
400 | [37 empty] | 0 | 0 | 0.1 | [39 empty] | #REF! | [12 empty] | #N/A | 0 | 0 | 0 | -0.0047 | -1.1703 | 0.0032 | 0.7968 | -0.0027 | -0.6723 | 0.0012 | 0.2988 | 0.0146 | 3.6354 | -0.013 | -3.237 | -0.0067 | -1.6683 | -0.013 | -3.237 | -0.0067 | -1.6683
401 | [37 empty] | 0 | 0 | 0.1 | [39 empty] | #REF! | [12 empty] | #N/A | 0 | 0 | 0 | -0.0047 | -1.1703 | 0.0032 | 0.7968 | -0.0027 | -0.6723 | 0.0012 | 0.2988 | 0.0146 | 3.6354 | -0.013 | -3.237 | -0.0067 | -1.6683 | -0.013 | -3.237 | -0.0067 | -1.6683
402 | [37 empty] | 0 | 0 | 0.1 | [39 empty] | #REF! | [12 empty] | #N/A | 0 | 0 | 0 | -0.0047 | -1.1703 | 0.0032 | 0.7968 | -0.0027 | -0.6723 | 0.0012 | 0.2988 | 0.0146 | 3.6354 | -0.013 | -3.237 | -0.0067 | -1.6683 | -0.013 | -3.237 | -0.0067 | -1.6683
403 | [37 empty] | 0 | 0 | 0.1 | [39 empty] | #REF! | [12 empty] | #N/A | 0 | 0 | 0 | -0.0047 | -1.1703 | 0.0032 | 0.7968 | -0.0027 | -0.6723 | 0.0012 | 0.2988 | 0.0146 | 3.6354 | -0.013 | -3.237 | -0.0067 | -1.6683 | -0.013 | -3.237 | -0.0067 | -1.6683
404 | [37 empty] | 0 | 0 | 0.1 | [39 empty] | #REF! | [12 empty] | #N/A | 0 | 0 | 0 | -0.0047 | -1.1703 | 0.0032 | 0.7968 | -0.0027 | -0.6723 | 0.0012 | 0.2988 | 0.0146 | 3.6354 | -0.013 | -3.237 | -0.0067 | -1.6683 | -0.013 | -3.237 | -0.0067 | -1.6683
405 | [37 empty] | 0 | 0 | 0.1 | [39 empty] | #REF! | [12 empty] | #N/A | 0 | 0 | 0 | -0.0047 | -1.1703 | 0.0032 | 0.7968 | -0.0027 | -0.6723 | 0.0012 | 0.2988 | 0.0146 | 3.6354 | -0.013 | -3.237 | -0.0067 | -1.6683 | -0.013 | -3.237 | -0.0067 | -1.6683
406 | [37 empty] | 0 | 0 | 0.1 | [39 empty] | #REF! | [12 empty] | #N/A | 0 | 0 | 0 | -0.0047 | -1.1703 | 0.0032 | 0.7968 | -0.0027 | -0.6723 | 0.0012 | 0.2988 | 0.0146 | 3.6354 | -0.013 | -3.237 | -0.0067 | -1.6683 | -0.013 | -3.237 | -0.0067 | -1.6683
407 | [37 empty] | 0 | 0 | 0.1 | [39 empty] | #REF! | [12 empty] | #N/A | 0 | 0 | 0 | -0.0047 | -1.1703 | 0.0032 | 0.7968 | -0.0027 | -0.6723 | 0.0012 | 0.2988 | 0.0146 | 3.6354 | -0.013 | -3.237 | -0.0067 | -1.6683 | -0.013 | -3.237 | -0.0067 | -1.6683
408 | [37 empty] | 0 | 0 | 0.1 | [39 empty] | #REF! | [12 empty] | #N/A | 0 | 0 | 0 | -0.0047 | -1.1703 | 0.0032 | 0.7968 | -0.0027 | -0.6723 | 0.0012 | 0.2988 | 0.0146 | 3.6354 | -0.013 | -3.237 | -0.0067 | -1.6683 | -0.013 | -3.237 | -0.0067 | -1.6683
409 | [37 empty] | 0 | 0 | 0.1 | [39 empty] | #REF! | [12 empty] | #N/A | 0 | 0 | 0 | -0.0047 | -1.1703 | 0.0032 | 0.7968 | -0.0027 | -0.6723 | 0.0012 | 0.2988 | 0.0146 | 3.6354 | -0.013 | -3.237 | -0.0067 | -1.6683 | -0.013 | -3.237 | -0.0067 | -1.6683
410 | [37 empty] | 0 | 0 | 0.1 | [39 empty] | #REF! | [12 empty] | #N/A | 0 | 0 | 0 | -0.0047 | -1.1703 | 0.0032 | 0.7968 | -0.0027 | -0.6723 | 0.0012 | 0.2988 | 0.0146 | 3.6354 | -0.013 | -3.237 | -0.0067 | -1.6683 | -0.013 | -3.237 | -0.0067 | -1.6683
411 | [37 empty] | 0 | 0 | 0.1 | [39 empty] | #REF! | [12 empty] | #N/A | 0 | 0 | 0 | -0.0047 | -1.1703 | 0.0032 | 0.7968 | -0.0027 | -0.6723 | 0.0012 | 0.2988 | 0.0146 | 3.6354 | -0.013 | -3.237 | -0.0067 | -1.6683 | -0.013 | -3.237 | -0.0067 | -1.6683
412 | [37 empty] | 0 | 0 | 0.1 | [39 empty] | #REF! | [12 empty] | #N/A | 0 | 0 | 0 | -0.0047 | -1.1703 | 0.0032 | 0.7968 | -0.0027 | -0.6723 | 0.0012 | 0.2988 | 0.0146 | 3.6354 | -0.013 | -3.237 | -0.0067 | -1.6683 | -0.013 | -3.237 | -0.0067 | -1.6683
413 | [37 empty] | 0 | 0 | 0.1 | [39 empty] | #REF! | [12 empty] | #N/A | 0 | 0 | 0 | -0.0047 | -1.1703 | 0.0032 | 0.7968 | -0.0027 | -0.6723 | 0.0012 | 0.2988 | 0.0146 | 3.6354 | -0.013 | -3.237 | -0.0067 | -1.6683 | -0.013 | -3.237 | -0.0067 | -1.6683
414 | [37 empty] | 0 | 0 | 0.1 | [39 empty] | #REF! | [12 empty] | #N/A | 0 | 0 | 0 | -0.0047 | -1.1703 | 0.0032 | 0.7968 | -0.0027 | -0.6723 | 0.0012 | 0.2988 | 0.0146 | 3.6354 | -0.013 | -3.237 | -0.0067 | -1.6683 | -0.013 | -3.237 | -0.0067 | -1.6683
415 | [37 empty] | 0 | 0 | 0.1 | [39 empty] | #REF! | [12 empty] | #N/A | 0 | 0 | 0 | -0.0047 | -1.1703 | 0.0032 | 0.7968 | -0.0027 | -0.6723 | 0.0012 | 0.2988 | 0.0146 | 3.6354 | -0.013 | -3.237 | -0.0067 | -1.6683 | -0.013 | -3.237 | -0.0067 | -1.6683
416 | [37 empty] | 0 | 0 | 0.1 | [39 empty] | #REF! | [12 empty] | #N/A | 0 | 0 | 0 | -0.0047 | -1.1703 | 0.0032 | 0.7968 | -0.0027 | -0.6723 | 0.0012 | 0.2988 | 0.0146 | 3.6354 | -0.013 | -3.237 | -0.0067 | -1.6683 | -0.013 | -3.237 | -0.0067 | -1.6683
417 | [37 empty] | 0 | 0 | 0.1 | [39 empty] | #REF! | [12 empty] | #N/A | 0 | 0 | 0 | -0.0047 | -1.1703 | 0.0032 | 0.7968 | -0.0027 | -0.6723 | 0.0012 | 0.2988 | 0.0146 | 3.6354 | -0.013 | -3.237 | -0.0067 | -1.6683 | -0.013 | -3.237 | -0.0067 | -1.6683
418 | [37 empty] | 0 | 0 | 0.1 | [39 empty] | #REF! | [12 empty] | #N/A | 0 | 0 | 0 | -0.0047 | -1.1703 | 0.0032 | 0.7968 | -0.0027 | -0.6723 | 0.0012 | 0.2988 | 0.0146 | 3.6354 | -0.013 | -3.237 | -0.0067 | -1.6683 | -0.013 | -3.237 | -0.0067 | -1.6683
419 | [37 empty] | 0 | 0 | 0.1 | [39 empty] | #REF! | [12 empty] | #N/A | 0 | 0 | 0 | -0.0047 | -1.1703 | 0.0032 | 0.7968 | -0.0027 | -0.6723 | 0.0012 | 0.2988 | 0.0146 | 3.6354 | -0.013 | -3.237 | -0.0067 | -1.6683 | -0.013 | -3.237 | -0.0067 | -1.6683
420 | [37 empty] | 0 | 0 | 0.1 | [39 empty] | #REF! | [12 empty] | #N/A | 0 | 0 | 0 | -0.0047 | -1.1703 | 0.0032 | 0.7968 | -0.0027 | -0.6723 | 0.0012 | 0.2988 | 0.0146 | 3.6354 | -0.013 | -3.237 | -0.0067 | -1.6683 | -0.013 | -3.237 | -0.0067 | -1.6683
421 | [37 empty] | 0 | 0 | 0.1 | [39 empty] | #REF! | [12 empty] | #N/A | 0 | 0 | 0 | -0.0047 | -1.1703 | 0.0032 | 0.7968 | -0.0027 | -0.6723 | 0.0012 | 0.2988 | 0.0146 | 3.6354 | -0.013 | -3.237 | -0.0067 | -1.6683 | -0.013 | -3.237 | -0.0067 | -1.6683
422 | [37 empty] | 0 | 0 | 0.1 | [39 empty] | #REF! | [12 empty] | #N/A | 0 | 0 | 0 | -0.0047 | -1.1703 | 0.0032 | 0.7968 | -0.0027 | -0.6723 | 0.0012 | 0.2988 | 0.0146 | 3.6354 | -0.013 | -3.237 | -0.0067 | -1.6683 | -0.013 | -3.237 | -0.0067 | -1.6683
423 | [37 empty] | 0 | 0 | 0.1 | [39 empty] | #REF! | [12 empty] | #N/A | 0 | 0 | 0 | -0.0047 | -1.1703 | 0.0032 | 0.7968 | -0.0027 | -0.6723 | 0.0012 | 0.2988 | 0.0146 | 3.6354 | -0.013 | -3.237 | -0.0067 | -1.6683 | -0.013 | -3.237 | -0.0067 | -1.6683
424 | [37 empty] | 0 | 0 | 0.1 | [39 empty] | #REF! | [12 empty] | #N/A | 0 | 0 | 0 | -0.0047 | -1.1703 | 0.0032 | 0.7968 | -0.0027 | -0.6723 | 0.0012 | 0.2988 | 0.0146 | 3.6354 | -0.013 | -3.237 | -0.0067 | -1.6683 | -0.013 | -3.237 | -0.0067 | -1.6683
425 | [37 empty] | 0 | 0 | 0.1 | [39 empty] | #REF! | [12 empty] | #N/A | 0 | 0 | 0 | -0.0047 | -1.1703 | 0.0032 | 0.7968 | -0.0027 | -0.6723 | 0.0012 | 0.2988 | 0.0146 | 3.6354 | -0.013 | -3.237 | -0.0067 | -1.6683 | -0.013 | -3.237 | -0.0067 | -1.6683
426 | [37 empty] | 0 | 0 | 0.1 | [39 empty] | #REF! | [12 empty] | #N/A | 0 | 0 | 0 | -0.0047 | -1.1703 | 0.0032 | 0.7968 | -0.0027 | -0.6723 | 0.0012 | 0.2988 | 0.0146 | 3.6354 | -0.013 | -3.237 | -0.0067 | -1.6683 | -0.013 | -3.237 | -0.0067 | -1.6683
427 | [37 empty] | 0 | 0 | 0.1 | [39 empty] | #REF! | [12 empty] | #N/A | 0 | 0 | 0 | -0.0047 | -1.1703 | 0.0032 | 0.7968 | -0.0027 | -0.6723 | 0.0012 | 0.2988 | 0.0146 | 3.6354 | -0.013 | -3.237 | -0.0067 | -1.6683 | -0.013 | -3.237 | -0.0067 | -1.6683
428 | [37 empty] | 0 | 0 | 0.1 | [39 empty] | #REF! | [12 empty] | #N/A | 0 | 0 | 0 | -0.0047 | -1.1703 | 0.0032 | 0.7968 | -0.0027 | -0.6723 | 0.0012 | 0.2988 | 0.0146 | 3.6354 | -0.013 | -3.237 | -0.0067 | -1.6683 | -0.013 | -3.237 | -0.0067 | -1.6683
429 | [37 empty] | 0 | 0 | 0.1 | [39 empty] | #REF! | [12 empty] | #N/A | 0 | 0 | 0 | -0.0047 | -1.1703 | 0.0032 | 0.7968 | -0.0027 | -0.6723 | 0.0012 | 0.2988 | 0.0146 | 3.6354 | -0.013 | -3.237 | -0.0067 | -1.6683 | -0.013 | -3.237 | -0.0067 | -1.6683
430 | [37 empty] | 0 | 0 | 0.1 | [39 empty] | #REF! | [12 empty] | #N/A | 0 | 0 | 0 | -0.0047 | -1.1703 | 0.0032 | 0.7968 | -0.0027 | -0.6723 | 0.0012 | 0.2988 | 0.0146 | 3.6354 | -0.013 | -3.237 | -0.0067 | -1.6683 | -0.013 | -3.237 | -0.0067 | -1.6683
431 | [37 empty] | 0 | 0 | 0.1 | [39 empty] | #REF! | [12 empty] | #N/A | 0 | 0 | 0 | -0.0047 | -1.1703 | 0.0032 | 0.7968 | -0.0027 | -0.6723 | 0.0012 | 0.2988 | 0.0146 | 3.6354 | -0.013 | -3.237 | -0.0067 | -1.6683 | -0.013 | -3.237 | -0.0067 | -1.6683
432 | [37 empty] | 0 | 0 | 0.1 | [39 empty] | #REF! | [12 empty] | #N/A | 0 | 0 | 0 | -0.0047 | -1.1703 | 0.0032 | 0.7968 | -0.0027 | -0.6723 | 0.0012 | 0.2988 | 0.0146 | 3.6354 | -0.013 | -3.237 | -0.0067 | -1.6683 | -0.013 | -3.237 | -0.0067 | -1.6683
433 | [37 empty] | 0 | 0 | 0.1 | [39 empty] | #REF! | [12 empty] | #N/A | 0 | 0 | 0 | -0.0047 | -1.1703 | 0.0032 | 0.7968 | -0.0027 | -0.6723 | 0.0012 | 0.2988 | 0.0146 | 3.6354 | -0.013 | -3.237 | -0.0067 | -1.6683 | -0.013 | -3.237 | -0.0067 | -1.6683
434 | [37 empty] | 0 | 0 | 0.1 | [39 empty] | #REF! | [12 empty] | #N/A | 0 | 0 | 0 | -0.0047 | -1.1703 | 0.0032 | 0.7968 | -0.0027 | -0.6723 | 0.0012 | 0.2988 | 0.0146 | 3.6354 | -0.013 | -3.237 | -0.0067 | -1.6683 | -0.013 | -3.237 | -0.0067 | -1.6683
435 | [37 empty] | 0 | 0 | 0.1 | [39 empty] | #REF! | [12 empty] | #N/A | 0 | 0 | 0 | -0.0047 | -1.1703 | 0.0032 | 0.7968 | -0.0027 | -0.6723 | 0.0012 | 0.2988 | 0.0146 | 3.6354 | -0.013 | -3.237 | -0.0067 | -1.6683 | -0.013 | -3.237 | -0.0067 | -1.6683
436 | [37 empty] | 0 | 0 | 0.1 | [39 empty] | #REF! | [12 empty] | #N/A | 0 | 0 | 0 | -0.0047 | -1.1703 | 0.0032 | 0.7968 | -0.0027 | -0.6723 | 0.0012 | 0.2988 | 0.0146 | 3.6354 | -0.013 | -3.237 | -0.0067 | -1.6683 | -0.013 | -3.237 | -0.0067 | -1.6683
437 | [37 empty] | 0 | 0 | 0.1 | [39 empty] | #REF! | [12 empty] | #N/A | 0 | 0 | 0 | -0.0047 | -1.1703 | 0.0032 | 0.7968 | -0.0027 | -0.6723 | 0.0012 | 0.2988 | 0.0146 | 3.6354 | -0.013 | -3.237 | -0.0067 | -1.6683 | -0.013 | -3.237 | -0.0067 | -1.6683
438 | [37 empty] | 0 | 0 | 0.1 | [39 empty] | #REF! | [12 empty] | #N/A | 0 | 0 | 0 | -0.0047 | -1.1703 | 0.0032 | 0.7968 | -0.0027 | -0.6723 | 0.0012 | 0.2988 | 0.0146 | 3.6354 | -0.013 | -3.237 | -0.0067 | -1.6683 | -0.013 | -3.237 | -0.0067 | -1.6683
439 | [37 empty] | 0 | 0 | 0.1 | [39 empty] | #REF! | [12 empty] | #N/A | 0 | 0 | 0 | -0.0047 | -1.1703 | 0.0032 | 0.7968 | -0.0027 | -0.6723 | 0.0012 | 0.2988 | 0.0146 | 3.6354 | -0.013 | -3.237 | -0.0067 | -1.6683 | -0.013 | -3.237 | -0.0067 | -1.6683
440 | [37 empty] | 0 | 0 | 0.1 | [39 empty] | #REF! | [12 empty] | #N/A | 0 | 0 | 0 | -0.0047 | -1.1703 | 0.0032 | 0.7968 | -0.0027 | -0.6723 | 0.0012 | 0.2988 | 0.0146 | 3.6354 | -0.013 | -3.237 | -0.0067 | -1.6683 | -0.013 | -3.237 | -0.0067 | -1.6683
441 | [37 empty] | 0 | 0 | 0.1 | [39 empty] | #REF! | [12 empty] | #N/A | 0 | 0 | 0 | -0.0047 | -1.1703 | 0.0032 | 0.7968 | -0.0027 | -0.6723 | 0.0012 | 0.2988 | 0.0146 | 3.6354 | -0.013 | -3.237 | -0.0067 | -1.6683 | -0.013 | -3.237 | -0.0067 | -1.6683
442 | [37 empty] | 0 | 0 | 0.1 | [39 empty] | #REF! | [12 empty] | #N/A | 0 | 0 | 0 | -0.0047 | -1.1703 | 0.0032 | 0.7968 | -0.0027 | -0.6723 | 0.0012 | 0.2988 | 0.0146 | 3.6354 | -0.013 | -3.237 | -0.0067 | -1.6683 | -0.013 | -3.237 | -0.0067 | -1.6683
443 | [37 empty] | 0 | 0 | 0.1 | [39 empty] | #REF! | [12 empty] | #N/A | 0 | 0 | 0 | -0.0047 | -1.1703 | 0.0032 | 0.7968 | -0.0027 | -0.6723 | 0.0012 | 0.2988 | 0.0146 | 3.6354 | -0.013 | -3.237 | -0.0067 | -1.6683 | -0.013 | -3.237 | -0.0067 | -1.6683
444 | [37 empty] | 0 | 0 | 0.1 | [39 empty] | #REF! | [12 empty] | #N/A | 0 | 0 | 0 | -0.0047 | -1.1703 | 0.0032 | 0.7968 | -0.0027 | -0.6723 | 0.0012 | 0.2988 | 0.0146 | 3.6354 | -0.013 | -3.237 | -0.0067 | -1.6683 | -0.013 | -3.237 | -0.0067 | -1.6683
445 | [37 empty] | 0 | 0 | 0.1 | [39 empty] | #REF! | [12 empty] | #N/A | 0 | 0 | 0 | -0.0047 | -1.1703 | 0.0032 | 0.7968 | -0.0027 | -0.6723 | 0.0012 | 0.2988 | 0.0146 | 3.6354 | -0.013 | -3.237 | -0.0067 | -1.6683 | -0.013 | -3.237 | -0.0067 | -1.6683
446 | [37 empty] | 0 | 0 | 0.1 | [39 empty] | #REF! | [12 empty] | #N/A | 0 | 0 | 0 | -0.0047 | -1.1703 | 0.0032 | 0.7968 | -0.0027 | -0.6723 | 0.0012 | 0.2988 | 0.0146 | 3.6354 | -0.013 | -3.237 | -0.0067 | -1.6683 | -0.013 | -3.237 | -0.0067 | -1.6683
447 | [37 empty] | 0 | 0 | 0.1 | [39 empty] | #REF! | [12 empty] | #N/A | 0 | 0 | 0 | -0.0047 | -1.1703 | 0.0032 | 0.7968 | -0.0027 | -0.6723 | 0.0012 | 0.2988 | 0.0146 | 3.6354 | -0.013 | -3.237 | -0.0067 | -1.6683 | -0.013 | -3.237 | -0.0067 | -1.6683
448 | [37 empty] | 0 | 0 | 0.1 | [39 empty] | #REF! | [12 empty] | #N/A | 0 | 0 | 0 | -0.0047 | -1.1703 | 0.0032 | 0.7968 | -0.0027 | -0.6723 | 0.0012 | 0.2988 | 0.0146 | 3.6354 | -0.013 | -3.237 | -0.0067 | -1.6683 | -0.013 | -3.237 | -0.0067 | -1.6683
449 | [37 empty] | 0 | 0 | 0.1 | [39 empty] | #REF! | [12 empty] | #N/A | 0 | 0 | 0 | -0.0047 | -1.1703 | 0.0032 | 0.7968 | -0.0027 | -0.6723 | 0.0012 | 0.2988 | 0.0146 | 3.6354 | -0.013 | -3.237 | -0.0067 | -1.6683 | -0.013 | -3.237 | -0.0067 | -1.6683
450 | [37 empty] | 0 | 0 | 0.1 | [39 empty] | #REF! | [12 empty] | #N/A | 0 | 0 | 0 | -0.0047 | -1.1703 | 0.0032 | 0.7968 | -0.0027 | -0.6723 | 0.0012 | 0.2988 | 0.0146 | 3.6354 | -0.013 | -3.237 | -0.0067 | -1.6683 | -0.013 | -3.237 | -0.0067 | -1.6683
451 | [37 empty] | 0 | 0 | 0.1 | [39 empty] | #REF! | [12 empty] | #N/A | 0 | 0 | 0 | -0.0047 | -1.1703 | 0.0032 | 0.7968 | -0.0027 | -0.6723 | 0.0012 | 0.2988 | 0.0146 | 3.6354 | -0.013 | -3.237 | -0.0067 | -1.6683 | -0.013 | -3.237 | -0.0067 | -1.6683
452 | [37 empty] | 0 | 0 | 0.1 | [39 empty] | #REF! | [12 empty] | #N/A | 0 | 0 | 0 | -0.0047 | -1.1703 | 0.0032 | 0.7968 | -0.0027 | -0.6723 | 0.0012 | 0.2988 | 0.0146 | 3.6354 | -0.013 | -3.237 | -0.0067 | -1.6683 | -0.013 | -3.237 | -0.0067 | -1.6683
453 | [37 empty] | 0 | 0 | 0.1 | [39 empty] | #REF! | [12 empty] | #N/A | 0 | 0 | 0 | -0.0047 | -1.1703 | 0.0032 | 0.7968 | -0.0027 | -0.6723 | 0.0012 | 0.2988 | 0.0146 | 3.6354 | -0.013 | -3.237 | -0.0067 | -1.6683 | -0.013 | -3.237 | -0.0067 | -1.6683
454 | [37 empty] | 0 | 0 | 0.1 | [39 empty] | #REF! | [12 empty] | #N/A | 0 | 0 | 0 | -0.0047 | -1.1703 | 0.0032 | 0.7968 | -0.0027 | -0.6723 | 0.0012 | 0.2988 | 0.0146 | 3.6354 | -0.013 | -3.237 | -0.0067 | -1.6683 | -0.013 | -3.237 | -0.0067 | -1.6683
455 | [37 empty] | 0 | 0 | 0.1 | [39 empty] | #REF! | [12 empty] | #N/A | 0 | 0 | 0 | -0.0047 | -1.1703 | 0.0032 | 0.7968 | -0.0027 | -0.6723 | 0.0012 | 0.2988 | 0.0146 | 3.6354 | -0.013 | -3.237 | -0.0067 | -1.6683 | -0.013 | -3.237 | -0.0067 | -1.6683
456 | [37 empty] | 0 | 0 | 0.1 | [39 empty] | #REF! | [12 empty] | #N/A | 0 | 0 | 0 | -0.0047 | -1.1703 | 0.0032 | 0.7968 | -0.0027 | -0.6723 | 0.0012 | 0.2988 | 0.0146 | 3.6354 | -0.013 | -3.237 | -0.0067 | -1.6683 | -0.013 | -3.237 | -0.0067 | -1.6683
457 | [37 empty] | 0 | 0 | 0.1 | [39 empty] | #REF! | [12 empty] | #N/A | 0 | 0 | 0 | -0.0047 | -1.1703 | 0.0032 | 0.7968 | -0.0027 | -0.6723 | 0.0012 | 0.2988 | 0.0146 | 3.6354 | -0.013 | -3.237 | -0.0067 | -1.6683 | -0.013 | -3.237 | -0.0067 | -1.6683
458 | [37 empty] | 0 | 0 | 0.1 | [39 empty] | #REF! | [12 empty] | #N/A | 0 | 0 | 0 | -0.0047 | -1.1703 | 0.0032 | 0.7968 | -0.0027 | -0.6723 | 0.0012 | 0.2988 | 0.0146 | 3.6354 | -0.013 | -3.237 | -0.0067 | -1.6683 | -0.013 | -3.237 | -0.0067 | -1.6683
459 | [37 empty] | 0 | 0 | 0.1 | [39 empty] | #REF! | [12 empty] | #N/A | 0 | 0 | 0 | -0.0047 | -1.1703 | 0.0032 | 0.7968 | -0.0027 | -0.6723 | 0.0012 | 0.2988 | 0.0146 | 3.6354 | -0.013 | -3.237 | -0.0067 | -1.6683 | -0.013 | -3.237 | -0.0067 | -1.6683
460 | [37 empty] | 0 | 0 | 0.1 | [39 empty] | #REF! | [12 empty] | #N/A | 0 | 0 | 0 | -0.0047 | -1.1703 | 0.0032 | 0.7968 | -0.0027 | -0.6723 | 0.0012 | 0.2988 | 0.0146 | 3.6354 | -0.013 | -3.237 | -0.0067 | -1.6683 | -0.013 | -3.237 | -0.0067 | -1.6683
461 | [37 empty] | 0 | 0 | 0.1 | [39 empty] | #REF! | [12 empty] | #N/A | 0 | 0 | 0 | -0.0047 | -1.1703 | 0.0032 | 0.7968 | -0.0027 | -0.6723 | 0.0012 | 0.2988 | 0.0146 | 3.6354 | -0.013 | -3.237 | -0.0067 | -1.6683 | -0.013 | -3.237 | -0.0067 | -1.6683
462 | [37 empty] | 0 | 0 | 0.1 | [39 empty] | #REF! | [12 empty] | #N/A | 0 | 0 | 0 | -0.0047 | -1.1703 | 0.0032 | 0.7968 | -0.0027 | -0.6723 | 0.0012 | 0.2988 | 0.0146 | 3.6354 | -0.013 | -3.237 | -0.0067 | -1.6683 | -0.013 | -3.237 | -0.0067 | -1.6683
463 | [37 empty] | 0 | 0 | 0.1 | [39 empty] | #REF! | [12 empty] | #N/A | 0 | 0 | 0 | -0.0047 | -1.1703 | 0.0032 | 0.7968 | -0.0027 | -0.6723 | 0.0012 | 0.2988 | 0.0146 | 3.6354 | -0.013 | -3.237 | -0.0067 | -1.6683 | -0.013 | -3.237 | -0.0067 | -1.6683
464 | [37 empty] | 0 | 0 | 0.1 | [39 empty] | #REF! | [12 empty] | #N/A | 0 | 0 | 0 | -0.0047 | -1.1703 | 0.0032 | 0.7968 | -0.0027 | -0.6723 | 0.0012 | 0.2988 | 0.0146 | 3.6354 | -0.013 | -3.237 | -0.0067 | -1.6683 | -0.013 | -3.237 | -0.0067 | -1.6683
465 | [37 empty] | 0 | 0 | 0.1 | [39 empty] | #REF! | [12 empty] | #N/A | 0 | 0 | 0 | -0.0047 | -1.1703 | 0.0032 | 0.7968 | -0.0027 | -0.6723 | 0.0012 | 0.2988 | 0.0146 | 3.6354 | -0.013 | -3.237 | -0.0067 | -1.6683 | -0.013 | -3.237 | -0.0067 | -1.6683
466 | [37 empty] | 0 | 0 | 0.1 | [39 empty] | #REF! | [12 empty] | #N/A | 0 | 0 | 0 | -0.0047 | -1.1703 | 0.0032 | 0.7968 | -0.0027 | -0.6723 | 0.0012 | 0.2988 | 0.0146 | 3.6354 | -0.013 | -3.237 | -0.0067 | -1.6683 | -0.013 | -3.237 | -0.0067 | -1.6683
467 | [37 empty] | 0 | 0 | 0.1 | [39 empty] | #REF! | [12 empty] | #N/A | 0 | 0 | 0 | -0.0047 | -1.1703 | 0.0032 | 0.7968 | -0.0027 | -0.6723 | 0.0012 | 0.2988 | 0.0146 | 3.6354 | -0.013 | -3.237 | -0.0067 | -1.6683 | -0.013 | -3.237 | -0.0067 | -1.6683
468 | [37 empty] | 0 | 0 | 0.1 | [39 empty] | #REF! | [12 empty] | #N/A | 0 | 0 | 0 | -0.0047 | -1.1703 | 0.0032 | 0.7968 | -0.0027 | -0.6723 | 0.0012 | 0.2988 | 0.0146 | 3.6354 | -0.013 | -3.237 | -0.0067 | -1.6683 | -0.013 | -3.237 | -0.0067 | -1.6683
469 | [37 empty] | 0 | 0 | 0.1 | [39 empty] | #REF! | [12 empty] | #N/A | 0 | 0 | 0 | -0.0047 | -1.1703 | 0.0032 | 0.7968 | -0.0027 | -0.6723 | 0.0012 | 0.2988 | 0.0146 | 3.6354 | -0.013 | -3.237 | -0.0067 | -1.6683 | -0.013 | -3.237 | -0.0067 | -1.6683
470 | [37 empty] | 0 | 0 | 0.1 | [39 empty] | #REF! | [12 empty] | #N/A | 0 | 0 | 0 | -0.0047 | -1.1703 | 0.0032 | 0.7968 | -0.0027 | -0.6723 | 0.0012 | 0.2988 | 0.0146 | 3.6354 | -0.013 | -3.237 | -0.0067 | -1.6683 | -0.013 | -3.237 | -0.0067 | -1.6683
471 | [37 empty] | 0 | 0 | 0.1 | [39 empty] | #REF! | [12 empty] | #N/A | 0 | 0 | 0 | -0.0047 | -1.1703 | 0.0032 | 0.7968 | -0.0027 | -0.6723 | 0.0012 | 0.2988 | 0.0146 | 3.6354 | -0.013 | -3.237 | -0.0067 | -1.6683 | -0.013 | -3.237 | -0.0067 | -1.6683
472 | [37 empty] | 0 | 0 | 0.1 | [39 empty] | #REF! | [12 empty] | #N/A | 0 | 0 | 0 | -0.0047 | -1.1703 | 0.0032 | 0.7968 | -0.0027 | -0.6723 | 0.0012 | 0.2988 | 0.0146 | 3.6354 | -0.013 | -3.237 | -0.0067 | -1.6683 | -0.013 | -3.237 | -0.0067 | -1.6683
473 | [37 empty] | 0 | 0 | 0.1 | [39 empty] | #REF! | [12 empty] | #N/A | 0 | 0 | 0 | -0.0047 | -1.1703 | 0.0032 | 0.7968 | -0.0027 | -0.6723 | 0.0012 | 0.2988 | 0.0146 | 3.6354 | -0.013 | -3.237 | -0.0067 | -1.6683 | -0.013 | -3.237 | -0.0067 | -1.6683
474 | [37 empty] | 0 | 0 | 0.1 | [39 empty] | #REF! | [12 empty] | #N/A | 0 | 0 | 0 | -0.0047 | -1.1703 | 0.0032 | 0.7968 | -0.0027 | -0.6723 | 0.0012 | 0.2988 | 0.0146 | 3.6354 | -0.013 | -3.237 | -0.0067 | -1.6683 | -0.013 | -3.237 | -0.0067 | -1.6683
475 | [37 empty] | 0 | 0 | 0.1 | [39 empty] | #REF! | [12 empty] | #N/A | 0 | 0 | 0 | -0.0047 | -1.1703 | 0.0032 | 0.7968 | -0.0027 | -0.6723 | 0.0012 | 0.2988 | 0.0146 | 3.6354 | -0.013 | -3.237 | -0.0067 | -1.6683 | -0.013 | -3.237 | -0.0067 | -1.6683
476 | [37 empty] | 0 | 0 | 0.1 | [39 empty] | #REF! | [12 empty] | #N/A | 0 | 0 | 0 | -0.0047 | -1.1703 | 0.0032 | 0.7968 | -0.0027 | -0.6723 | 0.0012 | 0.2988 | 0.0146 | 3.6354 | -0.013 | -3.237 | -0.0067 | -1.6683 | -0.013 | -3.237 | -0.0067 | -1.6683
477 | [37 empty] | 0 | 0 | 0.1 | [39 empty] | #REF! | [12 empty] | #N/A | 0 | 0 | 0 | -0.0047 | -1.1703 | 0.0032 | 0.7968 | -0.0027 | -0.6723 | 0.0012 | 0.2988 | 0.0146 | 3.6354 | -0.013 | -3.237 | -0.0067 | -1.6683 | -0.013 | -3.237 | -0.0067 | -1.6683
478 | [37 empty] | 0 | 0 | 0.1 | [39 empty] | #REF! | [12 empty] | #N/A | 0 | 0 | 0 | -0.0047 | -1.1703 | 0.0032 | 0.7968 | -0.0027 | -0.6723 | 0.0012 | 0.2988 | 0.0146 | 3.6354 | -0.013 | -3.237 | -0.0067 | -1.6683 | -0.013 | -3.237 | -0.0067 | -1.6683
479 | [37 empty] | 0 | 0 | 0.1 | [39 empty] | #REF! | [12 empty] | #N/A | 0 | 0 | 0 | -0.0047 | -1.1703 | 0.0032 | 0.7968 | -0.0027 | -0.6723 | 0.0012 | 0.2988 | 0.0146 | 3.6354 | -0.013 | -3.237 | -0.0067 | -1.6683 | -0.013 | -3.237 | -0.0067 | -1.6683
480 | [37 empty] | 0 | 0 | 0.1 | [39 empty] | #REF! | [12 empty] | #N/A | 0 | 0 | 0 | -0.0047 | -1.1703 | 0.0032 | 0.7968 | -0.0027 | -0.6723 | 0.0012 | 0.2988 | 0.0146 | 3.6354 | -0.013 | -3.237 | -0.0067 | -1.6683 | -0.013 | -3.237 | -0.0067 | -1.6683
481 | [37 empty] | 0 | 0 | 0.1 | [39 empty] | #REF! | [12 empty] | #N/A | 0 | 0 | 0 | -0.0047 | -1.1703 | 0.0032 | 0.7968 | -0.0027 | -0.6723 | 0.0012 | 0.2988 | 0.0146 | 3.6354 | -0.013 | -3.237 | -0.0067 | -1.6683 | -0.013 | -3.237 | -0.0067 | -1.6683
482 | [37 empty] | 0 | 0 | 0.1 | [39 empty] | #REF! | [12 empty] | #N/A | 0 | 0 | 0 | -0.0047 | -1.1703 | 0.0032 | 0.7968 | -0.0027 | -0.6723 | 0.0012 | 0.2988 | 0.0146 | 3.6354 | -0.013 | -3.237 | -0.0067 | -1.6683 | -0.013 | -3.237 | -0.0067 | -1.6683
483 | [37 empty] | 0 | 0 | 0.1 | [39 empty] | #REF! | [12 empty] | #N/A | 0 | 0 | 0 | -0.0047 | -1.1703 | 0.0032 | 0.7968 | -0.0027 | -0.6723 | 0.0012 | 0.2988 | 0.0146 | 3.6354 | -0.013 | -3.237 | -0.0067 | -1.6683 | -0.013 | -3.237 | -0.0067 | -1.6683
484 | [37 empty] | 0 | 0 | 0.1 | [39 empty] | #REF! | [12 empty] | #N/A | 0 | 0 | 0 | -0.0047 | -1.1703 | 0.0032 | 0.7968 | -0.0027 | -0.6723 | 0.0012 | 0.2988 | 0.0146 | 3.6354 | -0.013 | -3.237 | -0.0067 | -1.6683 | -0.013 | -3.237 | -0.0067 | -1.6683
485 | [37 empty] | 0 | 0 | 0.1 | [39 empty] | #REF! | [12 empty] | #N/A | 0 | 0 | 0 | -0.0047 | -1.1703 | 0.0032 | 0.7968 | -0.0027 | -0.6723 | 0.0012 | 0.2988 | 0.0146 | 3.6354 | -0.013 | -3.237 | -0.0067 | -1.6683 | -0.013 | -3.237 | -0.0067 | -1.6683
486 | [37 empty] | 0 | 0 | 0.1 | [39 empty] | #REF! | [12 empty] | #N/A | 0 | 0 | 0 | -0.0047 | -1.1703 | 0.0032 | 0.7968 | -0.0027 | -0.6723 | 0.0012 | 0.2988 | 0.0146 | 3.6354 | -0.013 | -3.237 | -0.0067 | -1.6683 | -0.013 | -3.237 | -0.0067 | -1.6683
487 | [37 empty] | 0 | 0 | 0.1 | [39 empty] | #REF! | [12 empty] | #N/A | 0 | 0 | 0 | -0.0047 | -1.1703 | 0.0032 | 0.7968 | -0.0027 | -0.6723 | 0.0012 | 0.2988 | 0.0146 | 3.6354 | -0.013 | -3.237 | -0.0067 | -1.6683 | -0.013 | -3.237 | -0.0067 | -1.6683
488 | [37 empty] | 0 | 0 | 0.1 | [39 empty] | #REF! | [12 empty] | #N/A | 0 | 0 | 0 | -0.0047 | -1.1703 | 0.0032 | 0.7968 | -0.0027 | -0.6723 | 0.0012 | 0.2988 | 0.0146 | 3.6354 | -0.013 | -3.237 | -0.0067 | -1.6683 | -0.013 | -3.237 | -0.0067 | -1.6683
489 | [37 empty] | 0 | 0 | 0.1 | [39 empty] | #REF! | [12 empty] | #N/A | 0 | 0 | 0 | -0.0047 | -1.1703 | 0.0032 | 0.7968 | -0.0027 | -0.6723 | 0.0012 | 0.2988 | 0.0146 | 3.6354 | -0.013 | -3.237 | -0.0067 | -1.6683 | -0.013 | -3.237 | -0.0067 | -1.6683
490 | [37 empty] | 0 | 0 | 0.1 | [39 empty] | #REF! | [12 empty] | #N/A | 0 | 0 | 0 | -0.0047 | -1.1703 | 0.0032 | 0.7968 | -0.0027 | -0.6723 | 0.0012 | 0.2988 | 0.0146 | 3.6354 | -0.013 | -3.237 | -0.0067 | -1.6683 | -0.013 | -3.237 | -0.0067 | -1.6683
491 | [37 empty] | 0 | 0 | 0.1 | [39 empty] | #REF! | [12 empty] | #N/A | 0 | 0 | 0 | -0.0047 | -1.1703 | 0.0032 | 0.7968 | -0.0027 | -0.6723 | 0.0012 | 0.2988 | 0.0146 | 3.6354 | -0.013 | -3.237 | -0.0067 | -1.6683 | -0.013 | -3.237 | -0.0067 | -1.6683
492 | [37 empty] | 0 | 0 | 0.1 | [39 empty] | #REF! | [12 empty] | #N/A | 0 | 0 | 0 | -0.0047 | -1.1703 | 0.0032 | 0.7968 | -0.0027 | -0.6723 | 0.0012 | 0.2988 | 0.0146 | 3.6354 | -0.013 | -3.237 | -0.0067 | -1.6683 | -0.013 | -3.237 | -0.0067 | -1.6683
493 | [37 empty] | 0 | 0 | 0.1 | [39 empty] | #REF! | [12 empty] | #N/A | 0 | 0 | 0 | -0.0047 | -1.1703 | 0.0032 | 0.7968 | -0.0027 | -0.6723 | 0.0012 | 0.2988 | 0.0146 | 3.6354 | -0.013 | -3.237 | -0.0067 | -1.6683 | -0.013 | -3.237 | -0.0067 | -1.6683
494 | [37 empty] | 0 | 0 | 0.1 | [39 empty] | #REF! | [12 empty] | #N/A | 0 | 0 | 0 | -0.0047 | -1.1703 | 0.0032 | 0.7968 | -0.0027 | -0.6723 | 0.0012 | 0.2988 | 0.0146 | 3.6354 | -0.013 | -3.237 | -0.0067 | -1.6683 | -0.013 | -3.237 | -0.0067 | -1.6683
495 | [37 empty] | 0 | 0 | 0.1 | [39 empty] | #REF! | [12 empty] | #N/A | 0 | 0 | 0 | -0.0047 | -1.1703 | 0.0032 | 0.7968 | -0.0027 | -0.6723 | 0.0012 | 0.2988 | 0.0146 | 3.6354 | -0.013 | -3.237 | -0.0067 | -1.6683 | -0.013 | -3.237 | -0.0067 | -1.6683
496 | [37 empty] | 0 | 0 | 0.1 | [39 empty] | #REF! | [12 empty] | #N/A | 0 | 0 | 0 | -0.0047 | -1.1703 | 0.0032 | 0.7968 | -0.0027 | -0.6723 | 0.0012 | 0.2988 | 0.0146 | 3.6354 | -0.013 | -3.237 | -0.0067 | -1.6683 | -0.013 | -3.237 | -0.0067 | -1.6683
497 | [37 empty] | 0 | 0 | 0.1 | [39 empty] | #REF! | [12 empty] | #N/A | 0 | 0 | 0 | -0.0047 | -1.1703 | 0.0032 | 0.7968 | -0.0027 | -0.6723 | 0.0012 | 0.2988 | 0.0146 | 3.6354 | -0.013 | -3.237 | -0.0067 | -1.6683 | -0.013 | -3.237 | -0.0067 | -1.6683
498 | [37 empty] | 0 | 0 | 0.1 | [39 empty] | #REF! | [12 empty] | #N/A | 0 | 0 | 0 | -0.0047 | -1.1703 | 0.0032 | 0.7968 | -0.0027 | -0.6723 | 0.0012 | 0.2988 | 0.0146 | 3.6354 | -0.013 | -3.237 | -0.0067 | -1.6683 | -0.013 | -3.237 | -0.0067 | -1.6683
499 | [37 empty] | 0 | 0 | 0.1 | [39 empty] | #REF! | [12 empty] | #N/A | 0 | 0 | 0 | -0.0047 | -1.1703 | 0.0032 | 0.7968 | -0.0027 | -0.6723 | 0.0012 | 0.2988 | 0.0146 | 3.6354 | -0.013 | -3.237 | -0.0067 | -1.6683 | -0.013 | -3.237 | -0.0067 | -1.6683
500 | [37 empty] | 0 | 0 | 0.1 | [39 empty] | #REF! | [12 empty] | #N/A | 0 | 0 | 0 | -0.0047 | -1.1703 | 0.0032 | 0.7968 | -0.0027 | -0.6723 | 0.0012 | 0.2988 | 0.0146 | 3.6354 | -0.013 | -3.237 | -0.0067 | -1.6683 | -0.013 | -3.237 | -0.0067 | -1.6683
501 | [37 empty] | 0 | 0 | 0.1 | [39 empty] | #REF! | [12 empty] | #N/A | 0 | 0 | 0 | -0.0047 | -1.1703 | 0.0032 | 0.7968 | -0.0027 | -0.6723 | 0.0012 | 0.2988 | 0.0146 | 3.6354 | -0.013 | -3.237 | -0.0067 | -1.6683 | -0.013 | -3.237 | -0.0067 | -1.6683
502 | [37 empty] | 0 | 0 | 0.1 | [39 empty] | #REF! | [12 empty] | #N/A | 0 | 0 | 0 | -0.0047 | -1.1703 | 0.0032 | 0.7968 | -0.0027 | -0.6723 | 0.0012 | 0.2988 | 0.0146 | 3.6354 | -0.013 | -3.237 | -0.0067 | -1.6683 | -0.013 | -3.237 | -0.0067 | -1.6683
503 | [37 empty] | 0 | 0 | 0.1 | [39 empty] | #REF! | [12 empty] | #N/A | 0 | 0 | 0 | -0.0047 | -1.1703 | 0.0032 | 0.7968 | -0.0027 | -0.6723 | 0.0012 | 0.2988 | 0.0146 | 3.6354 | -0.013 | -3.237 | -0.0067 | -1.6683 | -0.013 | -3.237 | -0.0067 | -1.6683
504 | [37 empty] | 0 | 0 | 0.1 | [39 empty] | #REF! | [12 empty] | #N/A | 0 | 0 | 0 | -0.0047 | -1.1703 | 0.0032 | 0.7968 | -0.0027 | -0.6723 | 0.0012 | 0.2988 | 0.0146 | 3.6354 | -0.013 | -3.237 | -0.0067 | -1.6683 | -0.013 | -3.237 | -0.0067 | -1.6683
505 | [37 empty] | 0 | 0 | 0.1 | [39 empty] | #REF! | [12 empty] | #N/A | 0 | 0 | 0 | -0.0047 | -1.1703 | 0.0032 | 0.7968 | -0.0027 | -0.6723 | 0.0012 | 0.2988 | 0.0146 | 3.6354 | -0.013 | -3.237 | -0.0067 | -1.6683 | -0.013 | -3.237 | -0.0067 | -1.6683
506 | [37 empty] | 0 | 0 | 0.1 | [39 empty] | #REF! | [12 empty] | #N/A | 0 | 0 | 0 | -0.0047 | -1.1703 | 0.0032 | 0.7968 | -0.0027 | -0.6723 | 0.0012 | 0.2988 | 0.0146 | 3.6354 | -0.013 | -3.237 | -0.0067 | -1.6683 | -0.013 | -3.237 | -0.0067 | -1.6683
507 | [37 empty] | 0 | 0 | 0.1 | [39 empty] | #REF! | [12 empty] | #N/A | 0 | 0 | 0 | -0.0047 | -1.1703 | 0.0032 | 0.7968 | -0.0027 | -0.6723 | 0.0012 | 0.2988 | 0.0146 | 3.6354 | -0.013 | -3.237 | -0.0067 | -1.6683 | -0.013 | -3.237 | -0.0067 | -1.6683
508 | [37 empty] | 0 | 0 | 0.1 | [39 empty] | #REF! | [12 empty] | #N/A | 0 | 0 | 0 | -0.0047 | -1.1703 | 0.0032 | 0.7968 | -0.0027 | -0.6723 | 0.0012 | 0.2988 | 0.0146 | 3.6354 | -0.013 | -3.237 | -0.0067 | -1.6683 | -0.013 | -3.237 | -0.0067 | -1.6683
509 | [37 empty] | 0 | 0 | 0.1 | [39 empty] | #REF! | [12 empty] | #N/A | 0 | 0 | 0 | -0.0047 | -1.1703 | 0.0032 | 0.7968 | -0.0027 | -0.6723 | 0.0012 | 0.2988 | 0.0146 | 3.6354 | -0.013 | -3.237 | -0.0067 | -1.6683 | -0.013 | -3.237 | -0.0067 | -1.6683
510 | [37 empty] | 0 | 0 | 0.1 | [39 empty] | #REF! | [12 empty] | #N/A | 0 | 0 | 0 | -0.0047 | -1.1703 | 0.0032 | 0.7968 | -0.0027 | -0.6723 | 0.0012 | 0.2988 | 0.0146 | 3.6354 | -0.013 | -3.237 | -0.0067 | -1.6683 | -0.013 | -3.237 | -0.0067 | -1.6683
511 | [37 empty] | 0 | 0 | 0.1 | [39 empty] | #REF! | [12 empty] | #N/A | 0 | 0 | 0 | -0.0047 | -1.1703 | 0.0032 | 0.7968 | -0.0027 | -0.6723 | 0.0012 | 0.2988 | 0.0146 | 3.6354 | -0.013 | -3.237 | -0.0067 | -1.6683 | -0.013 | -3.237 | -0.0067 | -1.6683
512 | [37 empty] | 0 | 0 | 0.1 | [39 empty] | #REF! | [12 empty] | #N/A | 0 | 0 | 0 | -0.0047 | -1.1703 | 0.0032 | 0.7968 | -0.0027 | -0.6723 | 0.0012 | 0.2988 | 0.0146 | 3.6354 | -0.013 | -3.237 | -0.0067 | -1.6683 | -0.013 | -3.237 | -0.0067 | -1.6683
513 | [37 empty] | 0 | 0 | 0.1 | [39 empty] | #REF! | [12 empty] | #N/A | 0 | 0 | 0 | -0.0047 | -1.1703 | 0.0032 | 0.7968 | -0.0027 | -0.6723 | 0.0012 | 0.2988 | 0.0146 | 3.6354 | -0.013 | -3.237 | -0.0067 | -1.6683 | -0.013 | -3.237 | -0.0067 | -1.6683
514 | [37 empty] | 0 | 0 | 0.1 | [39 empty] | #REF! | [12 empty] | #N/A | 0 | 0 | 0 | -0.0047 | -1.1703 | 0.0032 | 0.7968 | -0.0027 | -0.6723 | 0.0012 | 0.2988 | 0.0146 | 3.6354 | -0.013 | -3.237 | -0.0067 | -1.6683 | -0.013 | -3.237 | -0.0067 | -1.6683
515 | [37 empty] | 0 | 0 | 0.1 | [39 empty] | #REF! | [12 empty] | #N/A | 0 | 0 | 0 | -0.0047 | -1.1703 | 0.0032 | 0.7968 | -0.0027 | -0.6723 | 0.0012 | 0.2988 | 0.0146 | 3.6354 | -0.013 | -3.237 | -0.0067 | -1.6683 | -0.013 | -3.237 | -0.0067 | -1.6683
516 | [37 empty] | 0 | 0 | 0.1 | [39 empty] | #REF! | [12 empty] | #N/A | 0 | 0 | 0 | -0.0047 | -1.1703 | 0.0032 | 0.7968 | -0.0027 | -0.6723 | 0.0012 | 0.2988 | 0.0146 | 3.6354 | -0.013 | -3.237 | -0.0067 | -1.6683 | -0.013 | -3.237 | -0.0067 | -1.6683
517 | [37 empty] | 0 | 0 | 0.1 | [39 empty] | #REF! | [12 empty] | #N/A | 0 | 0 | 0 | -0.0047 | -1.1703 | 0.0032 | 0.7968 | -0.0027 | -0.6723 | 0.0012 | 0.2988 | 0.0146 | 3.6354 | -0.013 | -3.237 | -0.0067 | -1.6683 | -0.013 | -3.237 | -0.0067 | -1.6683
518 | [37 empty] | 0 | 0 | 0.1 | [39 empty] | #REF! | [12 empty] | #N/A | 0 | 0 | 0 | -0.0047 | -1.1703 | 0.0032 | 0.7968 | -0.0027 | -0.6723 | 0.0012 | 0.2988 | 0.0146 | 3.6354 | -0.013 | -3.237 | -0.0067 | -1.6683 | -0.013 | -3.237 | -0.0067 | -1.6683
519 | [37 empty] | 0 | 0 | 0.1 | [39 empty] | #REF! | [12 empty] | #N/A | 0 | 0 | 0 | -0.0047 | -1.1703 | 0.0032 | 0.7968 | -0.0027 | -0.6723 | 0.0012 | 0.2988 | 0.0146 | 3.6354 | -0.013 | -3.237 | -0.0067 | -1.6683 | -0.013 | -3.237 | -0.0067 | -1.6683
520 | [37 empty] | 0 | 0 | 0.1 | [39 empty] | #REF! | [12 empty] | #N/A | 0 | 0 | 0 | -0.0047 | -1.1703 | 0.0032 | 0.7968 | -0.0027 | -0.6723 | 0.0012 | 0.2988 | 0.0146 | 3.6354 | -0.013 | -3.237 | -0.0067 | -1.6683 | -0.013 | -3.237 | -0.0067 | -1.6683
521 | [37 empty] | 0 | 0 | 0.1 | [39 empty] | #REF! | [12 empty] | #N/A | 0 | 0 | 0 | -0.0047 | -1.1703 | 0.0032 | 0.7968 | -0.0027 | -0.6723 | 0.0012 | 0.2988 | 0.0146 | 3.6354 | -0.013 | -3.237 | -0.0067 | -1.6683 | -0.013 | -3.237 | -0.0067 | -1.6683
522 | [37 empty] | 0 | 0 | 0.1 | [39 empty] | #REF! | [12 empty] | #N/A | 0 | 0 | 0 | -0.0047 | -1.1703 | 0.0032 | 0.7968 | -0.0027 | -0.6723 | 0.0012 | 0.2988 | 0.0146 | 3.6354 | -0.013 | -3.237 | -0.0067 | -1.6683 | -0.013 | -3.237 | -0.0067 | -1.6683
523 | [37 empty] | 0 | 0 | 0.1 | [39 empty] | #REF! | [12 empty] | #N/A | 0 | 0 | 0 | -0.0047 | -1.1703 | 0.0032 | 0.7968 | -0.0027 | -0.6723 | 0.0012 | 0.2988 | 0.0146 | 3.6354 | -0.013 | -3.237 | -0.0067 | -1.6683 | -0.013 | -3.237 | -0.0067 | -1.6683
524 | [37 empty] | 0 | 0 | 0.1 | [39 empty] | #REF! | [12 empty] | #N/A | 0 | 0 | 0 | -0.0047 | -1.1703 | 0.0032 | 0.7968 | -0.0027 | -0.6723 | 0.0012 | 0.2988 | 0.0146 | 3.6354 | -0.013 | -3.237 | -0.0067 | -1.6683 | -0.013 | -3.237 | -0.0067 | -1.6683
525 | [37 empty] | 0 | 0 | 0.1 | [39 empty] | #REF! | [12 empty] | #N/A | 0 | 0 | 0 | -0.0047 | -1.1703 | 0.0032 | 0.7968 | -0.0027 | -0.6723 | 0.0012 | 0.2988 | 0.0146 | 3.6354 | -0.013 | -3.237 | -0.0067 | -1.6683 | -0.013 | -3.237 | -0.0067 | -1.6683
526 | [37 empty] | 0 | 0 | 0.1 | [39 empty] | #REF! | [12 empty] | #N/A | 0 | 0 | 0 | -0.0047 | -1.1703 | 0.0032 | 0.7968 | -0.0027 | -0.6723 | 0.0012 | 0.2988 | 0.0146 | 3.6354 | -0.013 | -3.237 | -0.0067 | -1.6683 | -0.013 | -3.237 | -0.0067 | -1.6683
527 | [37 empty] | 0 | 0 | 0.1 | [39 empty] | #REF! | [12 empty] | #N/A | 0 | 0 | 0 | -0.0047 | -1.1703 | 0.0032 | 0.7968 | -0.0027 | -0.6723 | 0.0012 | 0.2988 | 0.0146 | 3.6354 | -0.013 | -3.237 | -0.0067 | -1.6683 | -0.013 | -3.237 | -0.0067 | -1.6683
528 | [37 empty] | 0 | 0 | 0.1 | [39 empty] | #REF! | [12 empty] | #N/A | 0 | 0 | 0 | -0.0047 | -1.1703 | 0.0032 | 0.7968 | -0.0027 | -0.6723 | 0.0012 | 0.2988 | 0.0146 | 3.6354 | -0.013 | -3.237 | -0.0067 | -1.6683 | -0.013 | -3.237 | -0.0067 | -1.6683
529 | [37 empty] | 0 | 0 | 0.1 | [39 empty] | #REF! | [12 empty] | #N/A | 0 | 0 | 0 | -0.0047 | -1.1703 | 0.0032 | 0.7968 | -0.0027 | -0.6723 | 0.0012 | 0.2988 | 0.0146 | 3.6354 | -0.013 | -3.237 | -0.0067 | -1.6683 | -0.013 | -3.237 | -0.0067 | -1.6683
530 | [37 empty] | 0 | 0 | 0.1 | [39 empty] | #REF! | [12 empty] | #N/A | 0 | 0 | 0 | -0.0047 | -1.1703 | 0.0032 | 0.7968 | -0.0027 | -0.6723 | 0.0012 | 0.2988 | 0.0146 | 3.6354 | -0.013 | -3.237 | -0.0067 | -1.6683 | -0.013 | -3.237 | -0.0067 | -1.6683
531 | [37 empty] | 0 | 0 | 0.1 | [39 empty] | #REF! | [12 empty] | #N/A | 0 | 0 | 0 | -0.0047 | -1.1703 | 0.0032 | 0.7968 | -0.0027 | -0.6723 | 0.0012 | 0.2988 | 0.0146 | 3.6354 | -0.013 | -3.237 | -0.0067 | -1.6683 | -0.013 | -3.237 | -0.0067 | -1.6683
532 | [37 empty] | 0 | 0 | 0.1 | [39 empty] | #REF! | [12 empty] | #N/A | 0 | 0 | 0 | -0.0047 | -1.1703 | 0.0032 | 0.7968 | -0.0027 | -0.6723 | 0.0012 | 0.2988 | 0.0146 | 3.6354 | -0.013 | -3.237 | -0.0067 | -1.6683 | -0.013 | -3.237 | -0.0067 | -1.6683
533 | [37 empty] | 0 | 0 | 0.1 | [39 empty] | #REF! | [12 empty] | #N/A | 0 | 0 | 0 | -0.0047 | -1.1703 | 0.0032 | 0.7968 | -0.0027 | -0.6723 | 0.0012 | 0.2988 | 0.0146 | 3.6354 | -0.013 | -3.237 | -0.0067 | -1.6683 | -0.013 | -3.237 | -0.0067 | -1.6683
534 | [37 empty] | 0 | 0 | 0.1 | [39 empty] | #REF! | [12 empty] | #N/A | 0 | 0 | 0 | -0.0047 | -1.1703 | 0.0032 | 0.7968 | -0.0027 | -0.6723 | 0.0012 | 0.2988 | 0.0146 | 3.6354 | -0.013 | -3.237 | -0.0067 | -1.6683 | -0.013 | -3.237 | -0.0067 | -1.6683
535 | [37 empty] | 0 | 0 | 0.1 | [39 empty] | #REF! | [12 empty] | #N/A | 0 | 0 | 0 | -0.0047 | -1.1703 | 0.0032 | 0.7968 | -0.0027 | -0.6723 | 0.0012 | 0.2988 | 0.0146 | 3.6354 | -0.013 | -3.237 | -0.0067 | -1.6683 | -0.013 | -3.237 | -0.0067 | -1.6683
536 | [37 empty] | 0 | 0 | 0.1 | [39 empty] | #REF! | [12 empty] | #N/A | 0 | 0 | 0 | -0.0047 | -1.1703 | 0.0032 | 0.7968 | -0.0027 | -0.6723 | 0.0012 | 0.2988 | 0.0146 | 3.6354 | -0.013 | -3.237 | -0.0067 | -1.6683 | -0.013 | -3.237 | -0.0067 | -1.6683
537 | [37 empty] | 0 | 0 | 0.1 | [39 empty] | #REF! | [12 empty] | #N/A | 0 | 0 | 0 | -0.0047 | -1.1703 | 0.0032 | 0.7968 | -0.0027 | -0.6723 | 0.0012 | 0.2988 | 0.0146 | 3.6354 | -0.013 | -3.237 | -0.0067 | -1.6683 | -0.013 | -3.237 | -0.0067 | -1.6683
538 | [37 empty] | 0 | 0 | 0.1 | [39 empty] | #REF! | [12 empty] | #N/A | 0 | 0 | 0 | -0.0047 | -1.1703 | 0.0032 | 0.7968 | -0.0027 | -0.6723 | 0.0012 | 0.2988 | 0.0146 | 3.6354 | -0.013 | -3.237 | -0.0067 | -1.6683 | -0.013 | -3.237 | -0.0067 | -1.6683
539 | [37 empty] | 0 | 0 | 0.1 | [39 empty] | #REF! | [12 empty] | #N/A | 0 | 0 | 0 | -0.0047 | -1.1703 | 0.0032 | 0.7968 | -0.0027 | -0.6723 | 0.0012 | 0.2988 | 0.0146 | 3.6354 | -0.013 | -3.237 | -0.0067 | -1.6683 | -0.013 | -3.237 | -0.0067 | -1.6683
540 | [37 empty] | 0 | 0 | 0.1 | [39 empty] | #REF! | [12 empty] | #N/A | 0 | 0 | 0 | -0.0047 | -1.1703 | 0.0032 | 0.7968 | -0.0027 | -0.6723 | 0.0012 | 0.2988 | 0.0146 | 3.6354 | -0.013 | -3.237 | -0.0067 | -1.6683 | -0.013 | -3.237 | -0.0067 | -1.6683
541 | [37 empty] | 0 | 0 | 0.1 | [39 empty] | #REF! | [12 empty] | #N/A | 0 | 0 | 0 | -0.0047 | -1.1703 | 0.0032 | 0.7968 | -0.0027 | -0.6723 | 0.0012 | 0.2988 | 0.0146 | 3.6354 | -0.013 | -3.237 | -0.0067 | -1.6683 | -0.013 | -3.237 | -0.0067 | -1.6683
542 | [37 empty] | 0 | 0 | 0.1 | [39 empty] | #REF! | [12 empty] | #N/A | 0 | 0 | 0 | -0.0047 | -1.1703 | 0.0032 | 0.7968 | -0.0027 | -0.6723 | 0.0012 | 0.2988 | 0.0146 | 3.6354 | -0.013 | -3.237 | -0.0067 | -1.6683 | -0.013 | -3.237 | -0.0067 | -1.6683
543 | [37 empty] | 0 | 0 | 0.1 | [39 empty] | #REF! | [12 empty] | #N/A | 0 | 0 | 0 | -0.0047 | -1.1703 | 0.0032 | 0.7968 | -0.0027 | -0.6723 | 0.0012 | 0.2988 | 0.0146 | 3.6354 | -0.013 | -3.237 | -0.0067 | -1.6683 | -0.013 | -3.237 | -0.0067 | -1.6683
544 | [37 empty] | 0 | 0 | 0.1 | [39 empty] | #REF! | [12 empty] | #N/A | 0 | 0 | 0 | -0.0047 | -1.1703 | 0.0032 | 0.7968 | -0.0027 | -0.6723 | 0.0012 | 0.2988 | 0.0146 | 3.6354 | -0.013 | -3.237 | -0.0067 | -1.6683 | -0.013 | -3.237 | -0.0067 | -1.6683
545 | [37 empty] | 0 | 0 | 0.1 | [39 empty] | #REF! | [12 empty] | #N/A | 0 | 0 | 0 | -0.0047 | -1.1703 | 0.0032 | 0.7968 | -0.0027 | -0.6723 | 0.0012 | 0.2988 | 0.0146 | 3.6354 | -0.013 | -3.237 | -0.0067 | -1.6683 | -0.013 | -3.237 | -0.0067 | -1.6683
546 | [37 empty] | 0 | 0 | 0.1 | [39 empty] | #REF! | [12 empty] | #N/A | 0 | 0 | 0 | -0.0047 | -1.1703 | 0.0032 | 0.7968 | -0.0027 | -0.6723 | 0.0012 | 0.2988 | 0.0146 | 3.6354 | -0.013 | -3.237 | -0.0067 | -1.6683 | -0.013 | -3.237 | -0.0067 | -1.6683
547 | [37 empty] | 0 | 0 | 0.1 | [39 empty] | #REF! | [12 empty] | #N/A | 0 | 0 | 0 | -0.0047 | -1.1703 | 0.0032 | 0.7968 | -0.0027 | -0.6723 | 0.0012 | 0.2988 | 0.0146 | 3.6354 | -0.013 | -3.237 | -0.0067 | -1.6683 | -0.013 | -3.237 | -0.0067 | -1.6683
548 | [37 empty] | 0 | 0 | 0.1 | [39 empty] | #REF! | [12 empty] | #N/A | 0 | 0 | 0 | -0.0047 | -1.1703 | 0.0032 | 0.7968 | -0.0027 | -0.6723 | 0.0012 | 0.2988 | 0.0146 | 3.6354 | -0.013 | -3.237 | -0.0067 | -1.6683 | -0.013 | -3.237 | -0.0067 | -1.6683
549 | [37 empty] | 0 | 0 | 0.1 | [39 empty] | #REF! | [12 empty] | #N/A | 0 | 0 | 0 | -0.0047 | -1.1703 | 0.0032 | 0.7968 | -0.0027 | -0.6723 | 0.0012 | 0.2988 | 0.0146 | 3.6354 | -0.013 | -3.237 | -0.0067 | -1.6683 | -0.013 | -3.237 | -0.0067 | -1.6683
550 | [37 empty] | 0 | 0 | 0.1 | [39 empty] | #REF! | [12 empty] | #N/A | 0 | 0 | 0 | -0.0047 | -1.1703 | 0.0032 | 0.7968 | -0.0027 | -0.6723 | 0.0012 | 0.2988 | 0.0146 | 3.6354 | -0.013 | -3.237 | -0.0067 | -1.6683 | -0.013 | -3.237 | -0.0067 | -1.6683
551 | [37 empty] | 0 | 0 | 0.1 | [39 empty] | #REF! | [12 empty] | #N/A | 0 | 0 | 0 | -0.0047 | -1.1703 | 0.0032 | 0.7968 | -0.0027 | -0.6723 | 0.0012 | 0.2988 | 0.0146 | 3.6354 | -0.013 | -3.237 | -0.0067 | -1.6683 | -0.013 | -3.237 | -0.0067 | -1.6683
552 | [37 empty] | 0 | 0 | 0.1 | [39 empty] | #REF! | [12 empty] | #N/A | 0 | 0 | 0 | -0.0047 | -1.1703 | 0.0032 | 0.7968 | -0.0027 | -0.6723 | 0.0012 | 0.2988 | 0.0146 | 3.6354 | -0.013 | -3.237 | -0.0067 | -1.6683 | -0.013 | -3.237 | -0.0067 | -1.6683
553 | [37 empty] | 0 | 0 | 0.1 | [39 empty] | #REF! | [12 empty] | #N/A | 0 | 0 | 0 | -0.0047 | -1.1703 | 0.0032 | 0.7968 | -0.0027 | -0.6723 | 0.0012 | 0.2988 | 0.0146 | 3.6354 | -0.013 | -3.237 | -0.0067 | -1.6683 | -0.013 | -3.237 | -0.0067 | -1.6683
554 | [37 empty] | 0 | 0 | 0.1 | [39 empty] | #REF! | [12 empty] | #N/A | 0 | 0 | 0 | -0.0047 | -1.1703 | 0.0032 | 0.7968 | -0.0027 | -0.6723 | 0.0012 | 0.2988 | 0.0146 | 3.6354 | -0.013 | -3.237 | -0.0067 | -1.6683 | -0.013 | -3.237 | -0.0067 | -1.6683
555 | [37 empty] | 0 | 0 | 0.1 | [39 empty] | #REF! | [12 empty] | #N/A | 0 | 0 | 0 | -0.0047 | -1.1703 | 0.0032 | 0.7968 | -0.0027 | -0.6723 | 0.0012 | 0.2988 | 0.0146 | 3.6354 | -0.013 | -3.237 | -0.0067 | -1.6683 | -0.013 | -3.237 | -0.0067 | -1.6683
556 | [37 empty] | 0 | 0 | 0.1 | [39 empty] | #REF! | [12 empty] | #N/A | 0 | 0 | 0 | -0.0047 | -1.1703 | 0.0032 | 0.7968 | -0.0027 | -0.6723 | 0.0012 | 0.2988 | 0.0146 | 3.6354 | -0.013 | -3.237 | -0.0067 | -1.6683 | -0.013 | -3.237 | -0.0067 | -1.6683
557 | [37 empty] | 0 | 0 | 0.1 | [39 empty] | #REF! | [12 empty] | #N/A | 0 | 0 | 0 | -0.0047 | -1.1703 | 0.0032 | 0.7968 | -0.0027 | -0.6723 | 0.0012 | 0.2988 | 0.0146 | 3.6354 | -0.013 | -3.237 | -0.0067 | -1.6683 | -0.013 | -3.237 | -0.0067 | -1.6683
558 | [37 empty] | 0 | 0 | 0.1 | [39 empty] | #REF! | [12 empty] | #N/A | 0 | 0 | 0 | -0.0047 | -1.1703 | 0.0032 | 0.7968 | -0.0027 | -0.6723 | 0.0012 | 0.2988 | 0.0146 | 3.6354 | -0.013 | -3.237 | -0.0067 | -1.6683 | -0.013 | -3.237 | -0.0067 | -1.6683
559 | [37 empty] | 0 | 0 | 0.1 | [39 empty] | #REF! | [12 empty] | #N/A | 0 | 0 | 0 | -0.0047 | -1.1703 | 0.0032 | 0.7968 | -0.0027 | -0.6723 | 0.0012 | 0.2988 | 0.0146 | 3.6354 | -0.013 | -3.237 | -0.0067 | -1.6683 | -0.013 | -3.237 | -0.0067 | -1.6683
560 | [37 empty] | 0 | 0 | 0.1 | [39 empty] | #REF! | [12 empty] | #N/A | 0 | 0 | 0 | -0.0047 | -1.1703 | 0.0032 | 0.7968 | -0.0027 | -0.6723 | 0.0012 | 0.2988 | 0.0146 | 3.6354 | -0.013 | -3.237 | -0.0067 | -1.6683 | -0.013 | -3.237 | -0.0067 | -1.6683
561 | [37 empty] | 0 | 0 | 0.1 | [39 empty] | #REF! | [12 empty] | #N/A | 0 | 0 | 0 | -0.0047 | -1.1703 | 0.0032 | 0.7968 | -0.0027 | -0.6723 | 0.0012 | 0.2988 | 0.0146 | 3.6354 | -0.013 | -3.237 | -0.0067 | -1.6683 | -0.013 | -3.237 | -0.0067 | -1.6683
562 | [37 empty] | 0 | 0 | 0.1 | [39 empty] | #REF! | [12 empty] | #N/A | 0 | 0 | 0 | -0.0047 | -1.1703 | 0.0032 | 0.7968 | -0.0027 | -0.6723 | 0.0012 | 0.2988 | 0.0146 | 3.6354 | -0.013 | -3.237 | -0.0067 | -1.6683 | -0.013 | -3.237 | -0.0067 | -1.6683
563 | [37 empty] | 0 | 0 | 0.1 | [39 empty] | #REF! | [12 empty] | #N/A | 0 | 0 | 0 | -0.0047 | -1.1703 | 0.0032 | 0.7968 | -0.0027 | -0.6723 | 0.0012 | 0.2988 | 0.0146 | 3.6354 | -0.013 | -3.237 | -0.0067 | -1.6683 | -0.013 | -3.237 | -0.0067 | -1.6683
564 | [37 empty] | 0 | 0 | 0.1 | [39 empty] | #REF! | [12 empty] | #N/A | 0 | 0 | 0 | -0.0047 | -1.1703 | 0.0032 | 0.7968 | -0.0027 | -0.6723 | 0.0012 | 0.2988 | 0.0146 | 3.6354 | -0.013 | -3.237 | -0.0067 | -1.6683 | -0.013 | -3.237 | -0.0067 | -1.6683
565 | [37 empty] | 0 | 0 | 0.1 | [39 empty] | #REF! | [12 empty] | #N/A | 0 | 0 | 0 | -0.0047 | -1.1703 | 0.0032 | 0.7968 | -0.0027 | -0.6723 | 0.0012 | 0.2988 | 0.0146 | 3.6354 | -0.013 | -3.237 | -0.0067 | -1.6683 | -0.013 | -3.237 | -0.0067 | -1.6683
566 | [37 empty] | 0 | 0 | 0.1 | [39 empty] | #REF! | [12 empty] | #N/A | 0 | 0 | 0 | -0.0047 | -1.1703 | 0.0032 | 0.7968 | -0.0027 | -0.6723 | 0.0012 | 0.2988 | 0.0146 | 3.6354 | -0.013 | -3.237 | -0.0067 | -1.6683 | -0.013 | -3.237 | -0.0067 | -1.6683
567 | [37 empty] | 0 | 0 | 0.1 | [39 empty] | #REF! | [12 empty] | #N/A | 0 | 0 | 0 | -0.0047 | -1.1703 | 0.0032 | 0.7968 | -0.0027 | -0.6723 | 0.0012 | 0.2988 | 0.0146 | 3.6354 | -0.013 | -3.237 | -0.0067 | -1.6683 | -0.013 | -3.237 | -0.0067 | -1.6683
568 | [37 empty] | 0 | 0 | 0.1 | [39 empty] | #REF! | [12 empty] | #N/A | 0 | 0 | 0 | -0.0047 | -1.1703 | 0.0032 | 0.7968 | -0.0027 | -0.6723 | 0.0012 | 0.2988 | 0.0146 | 3.6354 | -0.013 | -3.237 | -0.0067 | -1.6683 | -0.013 | -3.237 | -0.0067 | -1.6683
569 | [37 empty] | 0 | 0 | 0.1 | [39 empty] | #REF! | [12 empty] | #N/A | 0 | 0 | 0 | -0.0047 | -1.1703 | 0.0032 | 0.7968 | -0.0027 | -0.6723 | 0.0012 | 0.2988 | 0.0146 | 3.6354 | -0.013 | -3.237 | -0.0067 | -1.6683 | -0.013 | -3.237 | -0.0067 | -1.6683
570 | [37 empty] | 0 | 0 | 0.1 | [39 empty] | #REF! | [12 empty] | #N/A | 0 | 0 | 0 | -0.0047 | -1.1703 | 0.0032 | 0.7968 | -0.0027 | -0.6723 | 0.0012 | 0.2988 | 0.0146 | 3.6354 | -0.013 | -3.237 | -0.0067 | -1.6683 | -0.013 | -3.237 | -0.0067 | -1.6683
571 | [37 empty] | 0 | 0 | 0.1 | [39 empty] | #REF! | [12 empty] | #N/A | 0 | 0 | 0 | -0.0047 | -1.1703 | 0.0032 | 0.7968 | -0.0027 | -0.6723 | 0.0012 | 0.2988 | 0.0146 | 3.6354 | -0.013 | -3.237 | -0.0067 | -1.6683 | -0.013 | -3.237 | -0.0067 | -1.6683
572 | [37 empty] | 0 | 0 | 0.1 | [39 empty] | #REF! | [12 empty] | #N/A | 0 | 0 | 0 | -0.0047 | -1.1703 | 0.0032 | 0.7968 | -0.0027 | -0.6723 | 0.0012 | 0.2988 | 0.0146 | 3.6354 | -0.013 | -3.237 | -0.0067 | -1.6683 | -0.013 | -3.237 | -0.0067 | -1.6683
573 | [37 empty] | 0 | 0 | 0.1 | [39 empty] | #REF! | [12 empty] | #N/A | 0 | 0 | 0 | -0.0047 | -1.1703 | 0.0032 | 0.7968 | -0.0027 | -0.6723 | 0.0012 | 0.2988 | 0.0146 | 3.6354 | -0.013 | -3.237 | -0.0067 | -1.6683 | -0.013 | -3.237 | -0.0067 | -1.6683
574 | [37 empty] | 0 | 0 | 0.1 | [39 empty] | #REF! | [12 empty] | #N/A | 0 | 0 | 0 | -0.0047 | -1.1703 | 0.0032 | 0.7968 | -0.0027 | -0.6723 | 0.0012 | 0.2988 | 0.0146 | 3.6354 | -0.013 | -3.237 | -0.0067 | -1.6683 | -0.013 | -3.237 | -0.0067 | -1.6683
575 | [37 empty] | 0 | 0 | 0.1 | [39 empty] | #REF! | [12 empty] | #N/A | 0 | 0 | 0 | -0.0047 | -1.1703 | 0.0032 | 0.7968 | -0.0027 | -0.6723 | 0.0012 | 0.2988 | 0.0146 | 3.6354 | -0.013 | -3.237 | -0.0067 | -1.6683 | -0.013 | -3.237 | -0.0067 | -1.6683
576 | [37 empty] | 0 | 0 | 0.1 | [39 empty] | #REF! | [12 empty] | #N/A | 0 | 0 | 0 | -0.0047 | -1.1703 | 0.0032 | 0.7968 | -0.0027 | -0.6723 | 0.0012 | 0.2988 | 0.0146 | 3.6354 | -0.013 | -3.237 | -0.0067 | -1.6683 | -0.013 | -3.237 | -0.0067 | -1.6683
577 | [37 empty] | 0 | 0 | 0.1 | [39 empty] | #REF! | [12 empty] | #N/A | 0 | 0 | 0 | -0.0047 | -1.1703 | 0.0032 | 0.7968 | -0.0027 | -0.6723 | 0.0012 | 0.2988 | 0.0146 | 3.6354 | -0.013 | -3.237 | -0.0067 | -1.6683 | -0.013 | -3.237 | -0.0067 | -1.6683
578 | [37 empty] | 0 | 0 | 0.1 | [39 empty] | #REF! | [12 empty] | #N/A | 0 | 0 | 0 | -0.0047 | -1.1703 | 0.0032 | 0.7968 | -0.0027 | -0.6723 | 0.0012 | 0.2988 | 0.0146 | 3.6354 | -0.013 | -3.237 | -0.0067 | -1.6683 | -0.013 | -3.237 | -0.0067 | -1.6683
579 | [37 empty] | 0 | 0 | 0.1 | [39 empty] | #REF! | [12 empty] | #N/A | 0 | 0 | 0 | -0.0047 | -1.1703 | 0.0032 | 0.7968 | -0.0027 | -0.6723 | 0.0012 | 0.2988 | 0.0146 | 3.6354 | -0.013 | -3.237 | -0.0067 | -1.6683 | -0.013 | -3.237 | -0.0067 | -1.6683
580 | [37 empty] | 0 | 0 | 0.1 | [39 empty] | #REF! | [12 empty] | #N/A | 0 | 0 | 0 | -0.0047 | -1.1703 | 0.0032 | 0.7968 | -0.0027 | -0.6723 | 0.0012 | 0.2988 | 0.0146 | 3.6354 | -0.013 | -3.237 | -0.0067 | -1.6683 | -0.013 | -3.237 | -0.0067 | -1.6683
581 | [37 empty] | 0 | 0 | 0.1 | [39 empty] | #REF! | [12 empty] | #N/A | 0 | 0 | 0 | -0.0047 | -1.1703 | 0.0032 | 0.7968 | -0.0027 | -0.6723 | 0.0012 | 0.2988 | 0.0146 | 3.6354 | -0.013 | -3.237 | -0.0067 | -1.6683 | -0.013 | -3.237 | -0.0067 | -1.6683
582 | [37 empty] | 0 | 0 | 0.1 | [39 empty] | #REF! | [12 empty] | #N/A | 0 | 0 | 0 | -0.0047 | -1.1703 | 0.0032 | 0.7968 | -0.0027 | -0.6723 | 0.0012 | 0.2988 | 0.0146 | 3.6354 | -0.013 | -3.237 | -0.0067 | -1.6683 | -0.013 | -3.237 | -0.0067 | -1.6683
583 | [37 empty] | 0 | 0 | 0.1 | [39 empty] | #REF! | [12 empty] | #N/A | 0 | 0 | 0 | -0.0047 | -1.1703 | 0.0032 | 0.7968 | -0.0027 | -0.6723 | 0.0012 | 0.2988 | 0.0146 | 3.6354 | -0.013 | -3.237 | -0.0067 | -1.6683 | -0.013 | -3.237 | -0.0067 | -1.6683
584 | [37 empty] | 0 | 0 | 0.1 | [39 empty] | #REF! | [12 empty] | #N/A | 0 | 0 | 0 | -0.0047 | -1.1703 | 0.0032 | 0.7968 | -0.0027 | -0.6723 | 0.0012 | 0.2988 | 0.0146 | 3.6354 | -0.013 | -3.237 | -0.0067 | -1.6683 | -0.013 | -3.237 | -0.0067 | -1.6683
585 | [37 empty] | 0 | 0 | 0.1 | [39 empty] | #REF! | [12 empty] | #N/A | 0 | 0 | 0 | -0.0047 | -1.1703 | 0.0032 | 0.7968 | -0.0027 | -0.6723 | 0.0012 | 0.2988 | 0.0146 | 3.6354 | -0.013 | -3.237 | -0.0067 | -1.6683 | -0.013 | -3.237 | -0.0067 | -1.6683
586 | [37 empty] | 0 | 0 | 0.1 | [39 empty] | #REF! | [12 empty] | #N/A | 0 | 0 | 0 | -0.0047 | -1.1703 | 0.0032 | 0.7968 | -0.0027 | -0.6723 | 0.0012 | 0.2988 | 0.0146 | 3.6354 | -0.013 | -3.237 | -0.0067 | -1.6683 | -0.013 | -3.237 | -0.0067 | -1.6683
587 | [37 empty] | 0 | 0 | 0.1 | [39 empty] | #REF! | [12 empty] | #N/A | 0 | 0 | 0 | -0.0047 | -1.1703 | 0.0032 | 0.7968 | -0.0027 | -0.6723 | 0.0012 | 0.2988 | 0.0146 | 3.6354 | -0.013 | -3.237 | -0.0067 | -1.6683 | -0.013 | -3.237 | -0.0067 | -1.6683
588 | [37 empty] | 0 | 0 | 0.1 | [39 empty] | #REF! | [12 empty] | #N/A | 0 | 0 | 0 | -0.0047 | -1.1703 | 0.0032 | 0.7968 | -0.0027 | -0.6723 | 0.0012 | 0.2988 | 0.0146 | 3.6354 | -0.013 | -3.237 | -0.0067 | -1.6683 | -0.013 | -3.237 | -0.0067 | -1.6683
589 | [37 empty] | 0 | 0 | 0.1 | [39 empty] | #REF! | [12 empty] | #N/A | 0 | 0 | 0 | -0.0047 | -1.1703 | 0.0032 | 0.7968 | -0.0027 | -0.6723 | 0.0012 | 0.2988 | 0.0146 | 3.6354 | -0.013 | -3.237 | -0.0067 | -1.6683 | -0.013 | -3.237 | -0.0067 | -1.6683
590 | [37 empty] | 0 | 0 | 0.1 | [39 empty] | #REF! | [12 empty] | #N/A | 0 | 0 | 0 | -0.0047 | -1.1703 | 0.0032 | 0.7968 | -0.0027 | -0.6723 | 0.0012 | 0.2988 | 0.0146 | 3.6354 | -0.013 | -3.237 | -0.0067 | -1.6683 | -0.013 | -3.237 | -0.0067 | -1.6683
591 | [37 empty] | 0 | 0 | 0.1 | [39 empty] | #REF! | [12 empty] | #N/A | 0 | 0 | 0 | -0.0047 | -1.1703 | 0.0032 | 0.7968 | -0.0027 | -0.6723 | 0.0012 | 0.2988 | 0.0146 | 3.6354 | -0.013 | -3.237 | -0.0067 | -1.6683 | -0.013 | -3.237 | -0.0067 | -1.6683
592 | [37 empty] | 0 | 0 | 0.1 | [39 empty] | #REF! | [12 empty] | #N/A | 0 | 0 | 0 | -0.0047 | -1.1703 | 0.0032 | 0.7968 | -0.0027 | -0.6723 | 0.0012 | 0.2988 | 0.0146 | 3.6354 | -0.013 | -3.237 | -0.0067 | -1.6683 | -0.013 | -3.237 | -0.0067 | -1.6683
593 | [37 empty] | 0 | 0 | 0.1 | [39 empty] | #REF! | [12 empty] | #N/A | 0 | 0 | 0 | -0.0047 | -1.1703 | 0.0032 | 0.7968 | -0.0027 | -0.6723 | 0.0012 | 0.2988 | 0.0146 | 3.6354 | -0.013 | -3.237 | -0.0067 | -1.6683 | -0.013 | -3.237 | -0.0067 | -1.6683
594 | [37 empty] | 0 | 0 | 0.1 | [39 empty] | #REF! | [12 empty] | #N/A | 0 | 0 | 0 | -0.0047 | -1.1703 | 0.0032 | 0.7968 | -0.0027 | -0.6723 | 0.0012 | 0.2988 | 0.0146 | 3.6354 | -0.013 | -3.237 | -0.0067 | -1.6683 | -0.013 | -3.237 | -0.0067 | -1.6683
595 | [37 empty] | 0 | 0 | 0.1 | [39 empty] | #REF! | [12 empty] | #N/A | 0 | 0 | 0 | -0.0047 | -1.1703 | 0.0032 | 0.7968 | -0.0027 | -0.6723 | 0.0012 | 0.2988 | 0.0146 | 3.6354 | -0.013 | -3.237 | -0.0067 | -1.6683 | -0.013 | -3.237 | -0.0067 | -1.6683
596 | [37 empty] | 0 | 0 | 0.1 | [39 empty] | #REF! | [12 empty] | #N/A | 0 | 0 | 0 | -0.0047 | -1.1703 | 0.0032 | 0.7968 | -0.0027 | -0.6723 | 0.0012 | 0.2988 | 0.0146 | 3.6354 | -0.013 | -3.237 | -0.0067 | -1.6683 | -0.013 | -3.237 | -0.0067 | -1.6683
597 | [37 empty] | 0 | 0 | 0.1 | [39 empty] | #REF! | [12 empty] | #N/A | 0 | 0 | 0 | -0.0047 | -1.1703 | 0.0032 | 0.7968 | -0.0027 | -0.6723 | 0.0012 | 0.2988 | 0.0146 | 3.6354 | -0.013 | -3.237 | -0.0067 | -1.6683 | -0.013 | -3.237 | -0.0067 | -1.6683
598 | [37 empty] | 0 | 0 | 0.1 | [39 empty] | #REF! | [12 empty] | #N/A | 0 | 0 | 0 | -0.0047 | -1.1703 | 0.0032 | 0.7968 | -0.0027 | -0.6723 | 0.0012 | 0.2988 | 0.0146 | 3.6354 | -0.013 | -3.237 | -0.0067 | -1.6683 | -0.013 | -3.237 | -0.0067 | -1.6683
599 | [37 empty] | 0 | 0 | 0.1 | [39 empty] | #REF! | [12 empty] | #N/A | 0 | 0 | 0 | -0.0047 | -1.1703 | 0.0032 | 0.7968 | -0.0027 | -0.6723 | 0.0012 | 0.2988 | 0.0146 | 3.6354 | -0.013 | -3.237 | -0.0067 | -1.6683 | -0.013 | -3.237 | -0.0067 | -1.6683
600 | [37 empty] | 0 | 0 | 0.1 | [39 empty] | #REF! | [12 empty] | #N/A | 0 | 0 | 0 | -0.0047 | -1.1703 | 0.0032 | 0.7968 | -0.0027 | -0.6723 | 0.0012 | 0.2988 | 0.0146 | 3.6354 | -0.013 | -3.237 | -0.0067 | -1.6683 | -0.013 | -3.237 | -0.0067 | -1.6683
601 | [37 empty] | 0 | 0 | 0.1 | [39 empty] | #REF! | [12 empty] | #N/A | 0 | 0 | 0 | -0.0047 | -1.1703 | 0.0032 | 0.7968 | -0.0027 | -0.6723 | 0.0012 | 0.2988 | 0.0146 | 3.6354 | -0.013 | -3.237 | -0.0067 | -1.6683 | -0.013 | -3.237 | -0.0067 | -1.6683
602 | [37 empty] | 0 | 0 | 0.1 | [39 empty] | #REF! | [12 empty] | #N/A | 0 | 0 | 0 | -0.0047 | -1.1703 | 0.0032 | 0.7968 | -0.0027 | -0.6723 | 0.0012 | 0.2988 | 0.0146 | 3.6354 | -0.013 | -3.237 | -0.0067 | -1.6683 | -0.013 | -3.237 | -0.0067 | -1.6683
603 | [37 empty] | 0 | 0 | 0.1 | [39 empty] | #REF! | [12 empty] | #N/A | 0 | 0 | 0 | -0.0047 | -1.1703 | 0.0032 | 0.7968 | -0.0027 | -0.6723 | 0.0012 | 0.2988 | 0.0146 | 3.6354 | -0.013 | -3.237 | -0.0067 | -1.6683 | -0.013 | -3.237 | -0.0067 | -1.6683
604 | [37 empty] | 0 | 0 | 0.1 | [39 empty] | #REF! | [12 empty] | #N/A | 0 | 0 | 0 | -0.0047 | -1.1703 | 0.0032 | 0.7968 | -0.0027 | -0.6723 | 0.0012 | 0.2988 | 0.0146 | 3.6354 | -0.013 | -3.237 | -0.0067 | -1.6683 | -0.013 | -3.237 | -0.0067 | -1.6683
605 | [37 empty] | 0 | 0 | 0.1 | [39 empty] | #REF! | [12 empty] | #N/A | 0 | 0 | 0 | -0.0047 | -1.1703 | 0.0032 | 0.7968 | -0.0027 | -0.6723 | 0.0012 | 0.2988 | 0.0146 | 3.6354 | -0.013 | -3.237 | -0.0067 | -1.6683 | -0.013 | -3.237 | -0.0067 | -1.6683
606 | [37 empty] | 0 | 0 | 0.1 | [39 empty] | #REF! | [12 empty] | #N/A | 0 | 0 | 0 | -0.0047 | -1.1703 | 0.0032 | 0.7968 | -0.0027 | -0.6723 | 0.0012 | 0.2988 | 0.0146 | 3.6354 | -0.013 | -3.237 | -0.0067 | -1.6683 | -0.013 | -3.237 | -0.0067 | -1.6683
607 | [37 empty] | 0 | 0 | 0.1 | [39 empty] | #REF! | [12 empty] | #N/A | 0 | 0 | 0 | -0.0047 | -1.1703 | 0.0032 | 0.7968 | -0.0027 | -0.6723 | 0.0012 | 0.2988 | 0.0146 | 3.6354 | -0.013 | -3.237 | -0.0067 | -1.6683 | -0.013 | -3.237 | -0.0067 | -1.6683
608 | [37 empty] | 0 | 0 | 0.1 | [39 empty] | #REF! | [12 empty] | #N/A | 0 | 0 | 0 | -0.0047 | -1.1703 | 0.0032 | 0.7968 | -0.0027 | -0.6723 | 0.0012 | 0.2988 | 0.0146 | 3.6354 | -0.013 | -3.237 | -0.0067 | -1.6683 | -0.013 | -3.237 | -0.0067 | -1.6683
609 | [37 empty] | 0 | 0 | 0.1 | [39 empty] | #REF! | [12 empty] | #N/A | 0 | 0 | 0 | -0.0047 | -1.1703 | 0.0032 | 0.7968 | -0.0027 | -0.6723 | 0.0012 | 0.2988 | 0.0146 | 3.6354 | -0.013 | -3.237 | -0.0067 | -1.6683 | -0.013 | -3.237 | -0.0067 | -1.6683
610 | [37 empty] | 0 | 0 | 0.1 | [39 empty] | #REF! | [12 empty] | #N/A | 0 | 0 | 0 | -0.0047 | -1.1703 | 0.0032 | 0.7968 | -0.0027 | -0.6723 | 0.0012 | 0.2988 | 0.0146 | 3.6354 | -0.013 | -3.237 | -0.0067 | -1.6683 | -0.013 | -3.237 | -0.0067 | -1.6683
611 | [37 empty] | 0 | 0 | 0.1 | [39 empty] | #REF! | [12 empty] | #N/A | 0 | 0 | 0 | -0.0047 | -1.1703 | 0.0032 | 0.7968 | -0.0027 | -0.6723 | 0.0012 | 0.2988 | 0.0146 | 3.6354 | -0.013 | -3.237 | -0.0067 | -1.6683 | -0.013 | -3.237 | -0.0067 | -1.6683
612 | [37 empty] | 0 | 0 | 0.1 | [39 empty] | #REF! | [12 empty] | #N/A | 0 | 0 | 0 | -0.0047 | -1.1703 | 0.0032 | 0.7968 | -0.0027 | -0.6723 | 0.0012 | 0.2988 | 0.0146 | 3.6354 | -0.013 | -3.237 | -0.0067 | -1.6683 | -0.013 | -3.237 | -0.0067 | -1.6683
613 | [37 empty] | 0 | 0 | 0.1 | [39 empty] | #REF! | [12 empty] | #N/A | 0 | 0 | 0 | -0.0047 | -1.1703 | 0.0032 | 0.7968 | -0.0027 | -0.6723 | 0.0012 | 0.2988 | 0.0146 | 3.6354 | -0.013 | -3.237 | -0.0067 | -1.6683 | -0.013 | -3.237 | -0.0067 | -1.6683
614 | [37 empty] | 0 | 0 | 0.1 | [39 empty] | #REF! | [12 empty] | #N/A | 0 | 0 | 0 | -0.0047 | -1.1703 | 0.0032 | 0.7968 | -0.0027 | -0.6723 | 0.0012 | 0.2988 | 0.0146 | 3.6354 | -0.013 | -3.237 | -0.0067 | -1.6683 | -0.013 | -3.237 | -0.0067 | -1.6683
615 | [37 empty] | 0 | 0 | 0.1 | [39 empty] | #REF! | [12 empty] | #N/A | 0 | 0 | 0 | -0.0047 | -1.1703 | 0.0032 | 0.7968 | -0.0027 | -0.6723 | 0.0012 | 0.2988 | 0.0146 | 3.6354 | -0.013 | -3.237 | -0.0067 | -1.6683 | -0.013 | -3.237 | -0.0067 | -1.6683
616 | [37 empty] | 0 | 0 | 0.1 | [39 empty] | #REF! | [12 empty] | #N/A | 0 | 0 | 0 | -0.0047 | -1.1703 | 0.0032 | 0.7968 | -0.0027 | -0.6723 | 0.0012 | 0.2988 | 0.0146 | 3.6354 | -0.013 | -3.237 | -0.0067 | -1.6683 | -0.013 | -3.237 | -0.0067 | -1.6683
617 | [37 empty] | 0 | 0 | 0.1 | [39 empty] | #REF! | [12 empty] | #N/A | 0 | 0 | 0 | -0.0047 | -1.1703 | 0.0032 | 0.7968 | -0.0027 | -0.6723 | 0.0012 | 0.2988 | 0.0146 | 3.6354 | -0.013 | -3.237 | -0.0067 | -1.6683 | -0.013 | -3.237 | -0.0067 | -1.6683
618 | [37 empty] | 0 | 0 | 0.1 | [39 empty] | #REF! | [12 empty] | #N/A | 0 | 0 | 0 | -0.0047 | -1.1703 | 0.0032 | 0.7968 | -0.0027 | -0.6723 | 0.0012 | 0.2988 | 0.0146 | 3.6354 | -0.013 | -3.237 | -0.0067 | -1.6683 | -0.013 | -3.237 | -0.0067 | -1.6683
619 | [37 empty] | 0 | 0 | 0.1 | [39 empty] | #REF! | [12 empty] | #N/A | 0 | 0 | 0 | -0.0047 | -1.1703 | 0.0032 | 0.7968 | -0.0027 | -0.6723 | 0.0012 | 0.2988 | 0.0146 | 3.6354 | -0.013 | -3.237 | -0.0067 | -1.6683 | -0.013 | -3.237 | -0.0067 | -1.6683
620 | [37 empty] | 0 | 0 | 0.1 | [39 empty] | #REF! | [12 empty] | #N/A | 0 | 0 | 0 | -0.0047 | -1.1703 | 0.0032 | 0.7968 | -0.0027 | -0.6723 | 0.0012 | 0.2988 | 0.0146 | 3.6354 | -0.013 | -3.237 | -0.0067 | -1.6683 | -0.013 | -3.237 | -0.0067 | -1.6683
621 | [37 empty] | 0 | 0 | 0.1 | [39 empty] | #REF! | [12 empty] | #N/A | 0 | 0 | 0 | -0.0047 | -1.1703 | 0.0032 | 0.7968 | -0.0027 | -0.6723 | 0.0012 | 0.2988 | 0.0146 | 3.6354 | -0.013 | -3.237 | -0.0067 | -1.6683 | -0.013 | -3.237 | -0.0067 | -1.6683
622 | [37 empty] | 0 | 0 | 0.1 | [39 empty] | #REF! | [12 empty] | #N/A | 0 | 0 | 0 | -0.0047 | -1.1703 | 0.0032 | 0.7968 | -0.0027 | -0.6723 | 0.0012 | 0.2988 | 0.0146 | 3.6354 | -0.013 | -3.237 | -0.0067 | -1.6683 | -0.013 | -3.237 | -0.0067 | -1.6683
623 | [37 empty] | 0 | 0 | 0.1 | [39 empty] | #REF! | [12 empty] | #N/A | 0 | 0 | 0 | -0.0047 | -1.1703 | 0.0032 | 0.7968 | -0.0027 | -0.6723 | 0.0012 | 0.2988 | 0.0146 | 3.6354 | -0.013 | -3.237 | -0.0067 | -1.6683 | -0.013 | -3.237 | -0.0067 | -1.6683
624 | [37 empty] | 0 | 0 | 0.1 | [39 empty] | #REF! | [12 empty] | #N/A | 0 | 0 | 0 | -0.0047 | -1.1703 | 0.0032 | 0.7968 | -0.0027 | -0.6723 | 0.0012 | 0.2988 | 0.0146 | 3.6354 | -0.013 | -3.237 | -0.0067 | -1.6683 | -0.013 | -3.237 | -0.0067 | -1.6683
625 | [37 empty] | 0 | 0 | 0.1 | [39 empty] | #REF! | [12 empty] | #N/A | 0 | 0 | 0 | -0.0047 | -1.1703 | 0.0032 | 0.7968 | -0.0027 | -0.6723 | 0.0012 | 0.2988 | 0.0146 | 3.6354 | -0.013 | -3.237 | -0.0067 | -1.6683 | -0.013 | -3.237 | -0.0067 | -1.6683
626 | [37 empty] | 0 | 0 | 0.1 | [39 empty] | #REF! | [12 empty] | #N/A | 0 | 0 | 0 | -0.0047 | -1.1703 | 0.0032 | 0.7968 | -0.0027 | -0.6723 | 0.0012 | 0.2988 | 0.0146 | 3.6354 | -0.013 | -3.237 | -0.0067 | -1.6683 | -0.013 | -3.237 | -0.0067 | -1.6683
627 | [37 empty] | 0 | 0 | 0.1 | [39 empty] | #REF! | [12 empty] | #N/A | 0 | 0 | 0 | -0.0047 | -1.1703 | 0.0032 | 0.7968 | -0.0027 | -0.6723 | 0.0012 | 0.2988 | 0.0146 | 3.6354 | -0.013 | -3.237 | -0.0067 | -1.6683 | -0.013 | -3.237 | -0.0067 | -1.6683
628 | [37 empty] | 0 | 0 | 0.1 | [39 empty] | #REF! | [12 empty] | #N/A | 0 | 0 | 0 | -0.0047 | -1.1703 | 0.0032 | 0.7968 | -0.0027 | -0.6723 | 0.0012 | 0.2988 | 0.0146 | 3.6354 | -0.013 | -3.237 | -0.0067 | -1.6683 | -0.013 | -3.237 | -0.0067 | -1.6683
629 | [37 empty] | 0 | 0 | 0.1 | [39 empty] | #REF! | [12 empty] | #N/A | 0 | 0 | 0 | -0.0047 | -1.1703 | 0.0032 | 0.7968 | -0.0027 | -0.6723 | 0.0012 | 0.2988 | 0.0146 | 3.6354 | -0.013 | -3.237 | -0.0067 | -1.6683 | -0.013 | -3.237 | -0.0067 | -1.6683
630 | [37 empty] | 0 | 0 | 0.1 | [39 empty] | #REF! | [12 empty] | #N/A | 0 | 0 | 0 | -0.0047 | -1.1703 | 0.0032 | 0.7968 | -0.0027 | -0.6723 | 0.0012 | 0.2988 | 0.0146 | 3.6354 | -0.013 | -3.237 | -0.0067 | -1.6683 | -0.013 | -3.237 | -0.0067 | -1.6683
631 | [37 empty] | 0 | 0 | 0.1 | [39 empty] | #REF! | [12 empty] | #N/A | 0 | 0 | 0 | -0.0047 | -1.1703 | 0.0032 | 0.7968 | -0.0027 | -0.6723 | 0.0012 | 0.2988 | 0.0146 | 3.6354 | -0.013 | -3.237 | -0.0067 | -1.6683 | -0.013 | -3.237 | -0.0067 | -1.6683
632 | [37 empty] | 0 | 0 | 0.1 | [39 empty] | #REF! | [12 empty] | #N/A | 0 | 0 | 0 | -0.0047 | -1.1703 | 0.0032 | 0.7968 | -0.0027 | -0.6723 | 0.0012 | 0.2988 | 0.0146 | 3.6354 | -0.013 | -3.237 | -0.0067 | -1.6683 | -0.013 | -3.237 | -0.0067 | -1.6683
633 | [37 empty] | 0 | 0 | 0.1 | [39 empty] | #REF! | [12 empty] | #N/A | 0 | 0 | 0 | -0.0047 | -1.1703 | 0.0032 | 0.7968 | -0.0027 | -0.6723 | 0.0012 | 0.2988 | 0.0146 | 3.6354 | -0.013 | -3.237 | -0.0067 | -1.6683 | -0.013 | -3.237 | -0.0067 | -1.6683
634 | [37 empty] | 0 | 0 | 0.1 | [39 empty] | #REF! | [12 empty] | #N/A | 0 | 0 | 0 | -0.0047 | -1.1703 | 0.0032 | 0.7968 | -0.0027 | -0.6723 | 0.0012 | 0.2988 | 0.0146 | 3.6354 | -0.013 | -3.237 | -0.0067 | -1.6683 | -0.013 | -3.237 | -0.0067 | -1.6683
635 | [37 empty] | 0 | 0 | 0.1 | [39 empty] | #REF! | [12 empty] | #N/A | 0 | 0 | 0 | -0.0047 | -1.1703 | 0.0032 | 0.7968 | -0.0027 | -0.6723 | 0.0012 | 0.2988 | 0.0146 | 3.6354 | -0.013 | -3.237 | -0.0067 | -1.6683 | -0.013 | -3.237 | -0.0067 | -1.6683
636 | [37 empty] | 0 | 0 | 0.1 | [39 empty] | #REF! | [12 empty] | #N/A | 0 | 0 | 0 | -0.0047 | -1.1703 | 0.0032 | 0.7968 | -0.0027 | -0.6723 | 0.0012 | 0.2988 | 0.0146 | 3.6354 | -0.013 | -3.237 | -0.0067 | -1.6683 | -0.013 | -3.237 | -0.0067 | -1.6683
637 | [37 empty] | 0 | 0 | 0.1 | [39 empty] | #REF! | [12 empty] | #N/A | 0 | 0 | 0 | -0.0047 | -1.1703 | 0.0032 | 0.7968 | -0.0027 | -0.6723 | 0.0012 | 0.2988 | 0.0146 | 3.6354 | -0.013 | -3.237 | -0.0067 | -1.6683 | -0.013 | -3.237 | -0.0067 | -1.6683
638 | [37 empty] | 0 | 0 | 0.1 | [39 empty] | #REF! | [12 empty] | #N/A | 0 | 0 | 0 | -0.0047 | -1.1703 | 0.0032 | 0.7968 | -0.0027 | -0.6723 | 0.0012 | 0.2988 | 0.0146 | 3.6354 | -0.013 | -3.237 | -0.0067 | -1.6683 | -0.013 | -3.237 | -0.0067 | -1.6683
639 | [37 empty] | 0 | 0 | 0.1 | [39 empty] | #REF! | [12 empty] | #N/A | 0 | 0 | 0 | -0.0047 | -1.1703 | 0.0032 | 0.7968 | -0.0027 | -0.6723 | 0.0012 | 0.2988 | 0.0146 | 3.6354 | -0.013 | -3.237 | -0.0067 | -1.6683 | -0.013 | -3.237 | -0.0067 | -1.6683
640 | [37 empty] | 0 | 0 | 0.1 | [39 empty] | #REF! | [12 empty] | #N/A | 0 | 0 | 0 | -0.0047 | -1.1703 | 0.0032 | 0.7968 | -0.0027 | -0.6723 | 0.0012 | 0.2988 | 0.0146 | 3.6354 | -0.013 | -3.237 | -0.0067 | -1.6683 | -0.013 | -3.237 | -0.0067 | -1.6683
641 | [37 empty] | 0 | 0 | 0.1 | [39 empty] | #REF! | [12 empty] | #N/A | 0 | 0 | 0 | -0.0047 | -1.1703 | 0.0032 | 0.7968 | -0.0027 | -0.6723 | 0.0012 | 0.2988 | 0.0146 | 3.6354 | -0.013 | -3.237 | -0.0067 | -1.6683 | -0.013 | -3.237 | -0.0067 | -1.6683
642 | [37 empty] | 0 | 0 | 0.1 | [39 empty] | #REF! | [12 empty] | #N/A | 0 | 0 | 0 | -0.0047 | -1.1703 | 0.0032 | 0.7968 | -0.0027 | -0.6723 | 0.0012 | 0.2988 | 0.0146 | 3.6354 | -0.013 | -3.237 | -0.0067 | -1.6683 | -0.013 | -3.237 | -0.0067 | -1.6683
643 | [37 empty] | 0 | 0 | 0.1 | [39 empty] | #REF! | [12 empty] | #N/A | 0 | 0 | 0 | -0.0047 | -1.1703 | 0.0032 | 0.7968 | -0.0027 | -0.6723 | 0.0012 | 0.2988 | 0.0146 | 3.6354 | -0.013 | -3.237 | -0.0067 | -1.6683 | -0.013 | -3.237 | -0.0067 | -1.6683
644 | [37 empty] | 0 | 0 | 0.1 | [39 empty] | #REF! | [12 empty] | #N/A | 0 | 0 | 0 | -0.0047 | -1.1703 | 0.0032 | 0.7968 | -0.0027 | -0.6723 | 0.0012 | 0.2988 | 0.0146 | 3.6354 | -0.013 | -3.237 | -0.0067 | -1.6683 | -0.013 | -3.237 | -0.0067 | -1.6683
645 | [37 empty] | 0 | 0 | 0.1 | [39 empty] | #REF! | [12 empty] | #N/A | 0 | 0 | 0 | -0.0047 | -1.1703 | 0.0032 | 0.7968 | -0.0027 | -0.6723 | 0.0012 | 0.2988 | 0.0146 | 3.6354 | -0.013 | -3.237 | -0.0067 | -1.6683 | -0.013 | -3.237 | -0.0067 | -1.6683
646 | [37 empty] | 0 | 0 | 0.1 | [39 empty] | #REF! | [12 empty] | #N/A | 0 | 0 | 0 | -0.0047 | -1.1703 | 0.0032 | 0.7968 | -0.0027 | -0.6723 | 0.0012 | 0.2988 | 0.0146 | 3.6354 | -0.013 | -3.237 | -0.0067 | -1.6683 | -0.013 | -3.237 | -0.0067 | -1.6683
647 | [37 empty] | 0 | 0 | 0.1 | [39 empty] | #REF! | [12 empty] | #N/A | 0 | 0 | 0 | -0.0047 | -1.1703 | 0.0032 | 0.7968 | -0.0027 | -0.6723 | 0.0012 | 0.2988 | 0.0146 | 3.6354 | -0.013 | -3.237 | -0.0067 | -1.6683 | -0.013 | -3.237 | -0.0067 | -1.6683
648 | [37 empty] | 0 | 0 | 0.1 | [39 empty] | #REF! | [12 empty] | #N/A | 0 | 0 | 0 | -0.0047 | -1.1703 | 0.0032 | 0.7968 | -0.0027 | -0.6723 | 0.0012 | 0.2988 | 0.0146 | 3.6354 | -0.013 | -3.237 | -0.0067 | -1.6683 | -0.013 | -3.237 | -0.0067 | -1.6683
649 | [37 empty] | 0 | 0 | 0.1 | [39 empty] | #REF! | [12 empty] | #N/A | 0 | 0 | 0 | -0.0047 | -1.1703 | 0.0032 | 0.7968 | -0.0027 | -0.6723 | 0.0012 | 0.2988 | 0.0146 | 3.6354 | -0.013 | -3.237 | -0.0067 | -1.6683 | -0.013 | -3.237 | -0.0067 | -1.6683
650 | [37 empty] | 0 | 0 | 0.1 | [39 empty] | #REF! | [12 empty] | #N/A | 0 | 0 | 0 | -0.0047 | -1.1703 | 0.0032 | 0.7968 | -0.0027 | -0.6723 | 0.0012 | 0.2988 | 0.0146 | 3.6354 | -0.013 | -3.237 | -0.0067 | -1.6683 | -0.013 | -3.237 | -0.0067 | -1.6683
651 | [37 empty] | 0 | 0 | 0.1 | [39 empty] | #REF! | [12 empty] | #N/A | 0 | 0 | 0 | -0.0047 | -1.1703 | 0.0032 | 0.7968 | -0.0027 | -0.6723 | 0.0012 | 0.2988 | 0.0146 | 3.6354 | -0.013 | -3.237 | -0.0067 | -1.6683 | -0.013 | -3.237 | -0.0067 | -1.6683
652 | [37 empty] | 0 | 0 | 0.1 | [39 empty] | #REF! | [12 empty] | #N/A | 0 | 0 | 0 | -0.0047 | -1.1703 | 0.0032 | 0.7968 | -0.0027 | -0.6723 | 0.0012 | 0.2988 | 0.0146 | 3.6354 | -0.013 | -3.237 | -0.0067 | -1.6683 | -0.013 | -3.237 | -0.0067 | -1.6683
653 | [37 empty] | 0 | 0 | 0.1 | [39 empty] | #REF! | [12 empty] | #N/A | 0 | 0 | 0 | -0.0047 | -1.1703 | 0.0032 | 0.7968 | -0.0027 | -0.6723 | 0.0012 | 0.2988 | 0.0146 | 3.6354 | -0.013 | -3.237 | -0.0067 | -1.6683 | -0.013 | -3.237 | -0.0067 | -1.6683
654 | [37 empty] | 0 | 0 | 0.1 | [39 empty] | #REF! | [12 empty] | #N/A | 0 | 0 | 0 | -0.0047 | -1.1703 | 0.0032 | 0.7968 | -0.0027 | -0.6723 | 0.0012 | 0.2988 | 0.0146 | 3.6354 | -0.013 | -3.237 | -0.0067 | -1.6683 | -0.013 | -3.237 | -0.0067 | -1.6683
655 | [37 empty] | 0 | 0 | 0.1 | [39 empty] | #REF! | [12 empty] | #N/A | 0 | 0 | 0 | -0.0047 | -1.1703 | 0.0032 | 0.7968 | -0.0027 | -0.6723 | 0.0012 | 0.2988 | 0.0146 | 3.6354 | -0.013 | -3.237 | -0.0067 | -1.6683 | -0.013 | -3.237 | -0.0067 | -1.6683
656 | [37 empty] | 0 | 0 | 0.1 | [39 empty] | #REF! | [12 empty] | #N/A | 0 | 0 | 0 | -0.0047 | -1.1703 | 0.0032 | 0.7968 | -0.0027 | -0.6723 | 0.0012 | 0.2988 | 0.0146 | 3.6354 | -0.013 | -3.237 | -0.0067 | -1.6683 | -0.013 | -3.237 | -0.0067 | -1.6683
657 | [37 empty] | 0 | 0 | 0.1 | [39 empty] | #REF! | [12 empty] | #N/A | 0 | 0 | 0 | -0.0047 | -1.1703 | 0.0032 | 0.7968 | -0.0027 | -0.6723 | 0.0012 | 0.2988 | 0.0146 | 3.6354 | -0.013 | -3.237 | -0.0067 | -1.6683 | -0.013 | -3.237 | -0.0067 | -1.6683
658 | [37 empty] | 0 | 0 | 0.1 | [39 empty] | #REF! | [12 empty] | #N/A | 0 | 0 | 0 | -0.0047 | -1.1703 | 0.0032 | 0.7968 | -0.0027 | -0.6723 | 0.0012 | 0.2988 | 0.0146 | 3.6354 | -0.013 | -3.237 | -0.0067 | -1.6683 | -0.013 | -3.237 | -0.0067 | -1.6683
659 | [37 empty] | 0 | 0 | 0.1 | [39 empty] | #REF! | [12 empty] | #N/A | 0 | 0 | 0 | -0.0047 | -1.1703 | 0.0032 | 0.7968 | -0.0027 | -0.6723 | 0.0012 | 0.2988 | 0.0146 | 3.6354 | -0.013 | -3.237 | -0.0067 | -1.6683 | -0.013 | -3.237 | -0.0067 | -1.6683
660 | [37 empty] | 0 | 0 | 0.1 | [39 empty] | #REF! | [12 empty] | #N/A | 0 | 0 | 0 | -0.0047 | -1.1703 | 0.0032 | 0.7968 | -0.0027 | -0.6723 | 0.0012 | 0.2988 | 0.0146 | 3.6354 | -0.013 | -3.237 | -0.0067 | -1.6683 | -0.013 | -3.237 | -0.0067 | -1.6683
661 | [37 empty] | 0 | 0 | 0.1 | [39 empty] | #REF! | [12 empty] | #N/A | 0 | 0 | 0 | -0.0047 | -1.1703 | 0.0032 | 0.7968 | -0.0027 | -0.6723 | 0.0012 | 0.2988 | 0.0146 | 3.6354 | -0.013 | -3.237 | -0.0067 | -1.6683 | -0.013 | -3.237 | -0.0067 | -1.6683
662 | [37 empty] | 0 | 0 | 0.1 | [39 empty] | #REF! | [12 empty] | #N/A | 0 | 0 | 0 | -0.0047 | -1.1703 | 0.0032 | 0.7968 | -0.0027 | -0.6723 | 0.0012 | 0.2988 | 0.0146 | 3.6354 | -0.013 | -3.237 | -0.0067 | -1.6683 | -0.013 | -3.237 | -0.0067 | -1.6683
663 | [37 empty] | 0 | 0 | 0.1 | [39 empty] | #REF! | [12 empty] | #N/A | 0 | 0 | 0 | -0.0047 | -1.1703 | 0.0032 | 0.7968 | -0.0027 | -0.6723 | 0.0012 | 0.2988 | 0.0146 | 3.6354 | -0.013 | -3.237 | -0.0067 | -1.6683 | -0.013 | -3.237 | -0.0067 | -1.6683
664 | [37 empty] | 0 | 0 | 0.1 | [39 empty] | #REF! | [12 empty] | #N/A | 0 | 0 | 0 | -0.0047 | -1.1703 | 0.0032 | 0.7968 | -0.0027 | -0.6723 | 0.0012 | 0.2988 | 0.0146 | 3.6354 | -0.013 | -3.237 | -0.0067 | -1.6683 | -0.013 | -3.237 | -0.0067 | -1.6683
665 | [37 empty] | 0 | 0 | 0.1 | [39 empty] | #REF! | [12 empty] | #N/A | 0 | 0 | 0 | -0.0047 | -1.1703 | 0.0032 | 0.7968 | -0.0027 | -0.6723 | 0.0012 | 0.2988 | 0.0146 | 3.6354 | -0.013 | -3.237 | -0.0067 | -1.6683 | -0.013 | -3.237 | -0.0067 | -1.6683
666 | [37 empty] | 0 | 0 | 0.1 | [39 empty] | #REF! | [12 empty] | #N/A | 0 | 0 | 0 | -0.0047 | -1.1703 | 0.0032 | 0.7968 | -0.0027 | -0.6723 | 0.0012 | 0.2988 | 0.0146 | 3.6354 | -0.013 | -3.237 | -0.0067 | -1.6683 | -0.013 | -3.237 | -0.0067 | -1.6683
667 | [37 empty] | 0 | 0 | 0.1 | [39 empty] | #REF! | [12 empty] | #N/A | 0 | 0 | 0 | -0.0047 | -1.1703 | 0.0032 | 0.7968 | -0.0027 | -0.6723 | 0.0012 | 0.2988 | 0.0146 | 3.6354 | -0.013 | -3.237 | -0.0067 | -1.6683 | -0.013 | -3.237 | -0.0067 | -1.6683
668 | [37 empty] | 0 | 0 | 0.1 | [39 empty] | #REF! | [12 empty] | #N/A | 0 | 0 | 0 | -0.0047 | -1.1703 | 0.0032 | 0.7968 | -0.0027 | -0.6723 | 0.0012 | 0.2988 | 0.0146 | 3.6354 | -0.013 | -3.237 | -0.0067 | -1.6683 | -0.013 | -3.237 | -0.0067 | -1.6683
669 | [37 empty] | 0 | 0 | 0.1 | [39 empty] | #REF! | [12 empty] | #N/A | 0 | 0 | 0 | -0.0047 | -1.1703 | 0.0032 | 0.7968 | -0.0027 | -0.6723 | 0.0012 | 0.2988 | 0.0146 | 3.6354 | -0.013 | -3.237 | -0.0067 | -1.6683 | -0.013 | -3.237 | -0.0067 | -1.6683
670 | [37 empty] | 0 | 0 | 0.1 | [39 empty] | #REF! | [12 empty] | #N/A | 0 | 0 | 0 | -0.0047 | -1.1703 | 0.0032 | 0.7968 | -0.0027 | -0.6723 | 0.0012 | 0.2988 | 0.0146 | 3.6354 | -0.013 | -3.237 | -0.0067 | -1.6683 | -0.013 | -3.237 | -0.0067 | -1.6683
671 | [37 empty] | 0 | 0 | 0.1 | [39 empty] | #REF! | [12 empty] | #N/A | 0 | 0 | 0 | -0.0047 | -1.1703 | 0.0032 | 0.7968 | -0.0027 | -0.6723 | 0.0012 | 0.2988 | 0.0146 | 3.6354 | -0.013 | -3.237 | -0.0067 | -1.6683 | -0.013 | -3.237 | -0.0067 | -1.6683
672 | [37 empty] | 0 | 0 | 0.1 | [39 empty] | #REF! | [12 empty] | #N/A | 0 | 0 | 0 | -0.0047 | -1.1703 | 0.0032 | 0.7968 | -0.0027 | -0.6723 | 0.0012 | 0.2988 | 0.0146 | 3.6354 | -0.013 | -3.237 | -0.0067 | -1.6683 | -0.013 | -3.237 | -0.0067 | -1.6683
673 | [37 empty] | 0 | 0 | 0.1 | [39 empty] | #REF! | [12 empty] | #N/A | 0 | 0 | 0 | -0.0047 | -1.1703 | 0.0032 | 0.7968 | -0.0027 | -0.6723 | 0.0012 | 0.2988 | 0.0146 | 3.6354 | -0.013 | -3.237 | -0.0067 | -1.6683 | -0.013 | -3.237 | -0.0067 | -1.6683
674 | [37 empty] | 0 | 0 | 0.1 | [39 empty] | #REF! | [12 empty] | #N/A | 0 | 0 | 0 | -0.0047 | -1.1703 | 0.0032 | 0.7968 | -0.0027 | -0.6723 | 0.0012 | 0.2988 | 0.0146 | 3.6354 | -0.013 | -3.237 | -0.0067 | -1.6683 | -0.013 | -3.237 | -0.0067 | -1.6683
675 | [37 empty] | 0 | 0 | 0.1 | [39 empty] | #REF! | [12 empty] | #N/A | 0 | 0 | 0 | -0.0047 | -1.1703 | 0.0032 | 0.7968 | -0.0027 | -0.6723 | 0.0012 | 0.2988 | 0.0146 | 3.6354 | -0.013 | -3.237 | -0.0067 | -1.6683 | -0.013 | -3.237 | -0.0067 | -1.6683
676 | [37 empty] | 0 | 0 | 0.1 | [39 empty] | #REF! | [12 empty] | #N/A | 0 | 0 | 0 | -0.0047 | -1.1703 | 0.0032 | 0.7968 | -0.0027 | -0.6723 | 0.0012 | 0.2988 | 0.0146 | 3.6354 | -0.013 | -3.237 | -0.0067 | -1.6683 | -0.013 | -3.237 | -0.0067 | -1.6683
677 | [37 empty] | 0 | 0 | 0.1 | [39 empty] | #REF! | [12 empty] | #N/A | 0 | 0 | 0 | -0.0047 | -1.1703 | 0.0032 | 0.7968 | -0.0027 | -0.6723 | 0.0012 | 0.2988 | 0.0146 | 3.6354 | -0.013 | -3.237 | -0.0067 | -1.6683 | -0.013 | -3.237 | -0.0067 | -1.6683
678 | [37 empty] | 0 | 0 | 0.1 | [39 empty] | #REF! | [12 empty] | #N/A | 0 | 0 | 0 | -0.0047 | -1.1703 | 0.0032 | 0.7968 | -0.0027 | -0.6723 | 0.0012 | 0.2988 | 0.0146 | 3.6354 | -0.013 | -3.237 | -0.0067 | -1.6683 | -0.013 | -3.237 | -0.0067 | -1.6683
679 | [37 empty] | 0 | 0 | 0.1 | [39 empty] | #REF! | [12 empty] | #N/A | 0 | 0 | 0 | -0.0047 | -1.1703 | 0.0032 | 0.7968 | -0.0027 | -0.6723 | 0.0012 | 0.2988 | 0.0146 | 3.6354 | -0.013 | -3.237 | -0.0067 | -1.6683 | -0.013 | -3.237 | -0.0067 | -1.6683
680 | [37 empty] | 0 | 0 | 0.1 | [39 empty] | #REF! | [12 empty] | #N/A | 0 | 0 | 0 | -0.0047 | -1.1703 | 0.0032 | 0.7968 | -0.0027 | -0.6723 | 0.0012 | 0.2988 | 0.0146 | 3.6354 | -0.013 | -3.237 | -0.0067 | -1.6683 | -0.013 | -3.237 | -0.0067 | -1.6683
681 | [37 empty] | 0 | 0 | 0.1 | [39 empty] | #REF! | [12 empty] | #N/A | 0 | 0 | 0 | -0.0047 | -1.1703 | 0.0032 | 0.7968 | -0.0027 | -0.6723 | 0.0012 | 0.2988 | 0.0146 | 3.6354 | -0.013 | -3.237 | -0.0067 | -1.6683 | -0.013 | -3.237 | -0.0067 | -1.6683
682 | [37 empty] | 0 | 0 | 0.1 | [39 empty] | #REF! | [12 empty] | #N/A | 0 | 0 | 0 | -0.0047 | -1.1703 | 0.0032 | 0.7968 | -0.0027 | -0.6723 | 0.0012 | 0.2988 | 0.0146 | 3.6354 | -0.013 | -3.237 | -0.0067 | -1.6683 | -0.013 | -3.237 | -0.0067 | -1.6683
683 | [37 empty] | 0 | 0 | 0.1 | [39 empty] | #REF! | [12 empty] | #N/A | 0 | 0 | 0 | -0.0047 | -1.1703 | 0.0032 | 0.7968 | -0.0027 | -0.6723 | 0.0012 | 0.2988 | 0.0146 | 3.6354 | -0.013 | -3.237 | -0.0067 | -1.6683 | -0.013 | -3.237 | -0.0067 | -1.6683
684 | [37 empty] | 0 | 0 | 0.1 | [39 empty] | #REF! | [12 empty] | #N/A | 0 | 0 | 0 | -0.0047 | -1.1703 | 0.0032 | 0.7968 | -0.0027 | -0.6723 | 0.0012 | 0.2988 | 0.0146 | 3.6354 | -0.013 | -3.237 | -0.0067 | -1.6683 | -0.013 | -3.237 | -0.0067 | -1.6683
685 | [37 empty] | 0 | 0 | 0.1 | [39 empty] | #REF! | [12 empty] | #N/A | 0 | 0 | 0 | -0.0047 | -1.1703 | 0.0032 | 0.7968 | -0.0027 | -0.6723 | 0.0012 | 0.2988 | 0.0146 | 3.6354 | -0.013 | -3.237 | -0.0067 | -1.6683 | -0.013 | -3.237 | -0.0067 | -1.6683
686 | [37 empty] | 0 | 0 | 0.1 | [39 empty] | #REF! | [12 empty] | #N/A | 0 | 0 | 0 | -0.0047 | -1.1703 | 0.0032 | 0.7968 | -0.0027 | -0.6723 | 0.0012 | 0.2988 | 0.0146 | 3.6354 | -0.013 | -3.237 | -0.0067 | -1.6683 | -0.013 | -3.237 | -0.0067 | -1.6683
687 | [37 empty] | 0 | 0 | 0.1 | [39 empty] | #REF! | [12 empty] | #N/A | 0 | 0 | 0 | -0.0047 | -1.1703 | 0.0032 | 0.7968 | -0.0027 | -0.6723 | 0.0012 | 0.2988 | 0.0146 | 3.6354 | -0.013 | -3.237 | -0.0067 | -1.6683 | -0.013 | -3.237 | -0.0067 | -1.6683
688 | [37 empty] | 0 | 0 | 0.1 | [39 empty] | #REF! | [12 empty] | #N/A | 0 | 0 | 0 | -0.0047 | -1.1703 | 0.0032 | 0.7968 | -0.0027 | -0.6723 | 0.0012 | 0.2988 | 0.0146 | 3.6354 | -0.013 | -3.237 | -0.0067 | -1.6683 | -0.013 | -3.237 | -0.0067 | -1.6683
689 | [37 empty] | 0 | 0 | 0.1 | [39 empty] | #REF! | [12 empty] | #N/A | 0 | 0 | 0 | -0.0047 | -1.1703 | 0.0032 | 0.7968 | -0.0027 | -0.6723 | 0.0012 | 0.2988 | 0.0146 | 3.6354 | -0.013 | -3.237 | -0.0067 | -1.6683 | -0.013 | -3.237 | -0.0067 | -1.6683
690 | [37 empty] | 0 | 0 | 0.1 | [39 empty] | #REF! | [12 empty] | #N/A | 0 | 0 | 0 | -0.0047 | -1.1703 | 0.0032 | 0.7968 | -0.0027 | -0.6723 | 0.0012 | 0.2988 | 0.0146 | 3.6354 | -0.013 | -3.237 | -0.0067 | -1.6683 | -0.013 | -3.237 | -0.0067 | -1.6683
691 | [37 empty] | 0 | 0 | 0.1 | [39 empty] | #REF! | [12 empty] | #N/A | 0 | 0 | 0 | -0.0047 | -1.1703 | 0.0032 | 0.7968 | -0.0027 | -0.6723 | 0.0012 | 0.2988 | 0.0146 | 3.6354 | -0.013 | -3.237 | -0.0067 | -1.6683 | -0.013 | -3.237 | -0.0067 | -1.6683
692 | [37 empty] | 0 | 0 | 0.1 | [39 empty] | #REF! | [12 empty] | #N/A | 0 | 0 | 0 | -0.0047 | -1.1703 | 0.0032 | 0.7968 | -0.0027 | -0.6723 | 0.0012 | 0.2988 | 0.0146 | 3.6354 | -0.013 | -3.237 | -0.0067 | -1.6683 | -0.013 | -3.237 | -0.0067 | -1.6683
693 | [37 empty] | 0 | 0 | 0.1 | [39 empty] | #REF! | [12 empty] | #N/A | 0 | 0 | 0 | -0.0047 | -1.1703 | 0.0032 | 0.7968 | -0.0027 | -0.6723 | 0.0012 | 0.2988 | 0.0146 | 3.6354 | -0.013 | -3.237 | -0.0067 | -1.6683 | -0.013 | -3.237 | -0.0067 | -1.6683
694 | [37 empty] | 0 | 0 | 0.1 | [39 empty] | #REF! | [12 empty] | #N/A | 0 | 0 | 0 | -0.0047 | -1.1703 | 0.0032 | 0.7968 | -0.0027 | -0.6723 | 0.0012 | 0.2988 | 0.0146 | 3.6354 | -0.013 | -3.237 | -0.0067 | -1.6683 | -0.013 | -3.237 | -0.0067 | -1.6683
695 | [37 empty] | 0 | 0 | 0.1 | [39 empty] | #REF! | [12 empty] | #N/A | 0 | 0 | 0 | -0.0047 | -1.1703 | 0.0032 | 0.7968 | -0.0027 | -0.6723 | 0.0012 | 0.2988 | 0.0146 | 3.6354 | -0.013 | -3.237 | -0.0067 | -1.6683 | -0.013 | -3.237 | -0.0067 | -1.6683
696 | [37 empty] | 0 | 0 | 0.1 | [39 empty] | #REF! | [12 empty] | #N/A | 0 | 0 | 0 | -0.0047 | -1.1703 | 0.0032 | 0.7968 | -0.0027 | -0.6723 | 0.0012 | 0.2988 | 0.0146 | 3.6354 | -0.013 | -3.237 | -0.0067 | -1.6683 | -0.013 | -3.237 | -0.0067 | -1.6683
697 | [37 empty] | 0 | 0 | 0.1 | [39 empty] | #REF! | [12 empty] | #N/A | 0 | 0 | 0 | -0.0047 | -1.1703 | 0.0032 | 0.7968 | -0.0027 | -0.6723 | 0.0012 | 0.2988 | 0.0146 | 3.6354 | -0.013 | -3.237 | -0.0067 | -1.6683 | -0.013 | -3.237 | -0.0067 | -1.6683
698 | [37 empty] | 0 | 0 | 0.1 | [39 empty] | #REF! | [12 empty] | #N/A | 0 | 0 | 0 | -0.0047 | -1.1703 | 0.0032 | 0.7968 | -0.0027 | -0.6723 | 0.0012 | 0.2988 | 0.0146 | 3.6354 | -0.013 | -3.237 | -0.0067 | -1.6683 | -0.013 | -3.237 | -0.0067 | -1.6683
699 | [37 empty] | 0 | 0 | 0.1 | [39 empty] | #REF! | [12 empty] | #N/A | 0 | 0 | 0 | -0.0047 | -1.1703 | 0.0032 | 0.7968 | -0.0027 | -0.6723 | 0.0012 | 0.2988 | 0.0146 | 3.6354 | -0.013 | -3.237 | -0.0067 | -1.6683 | -0.013 | -3.237 | -0.0067 | -1.6683
700 | [37 empty] | 0 | 0 | 0.1 | [39 empty] | #REF! | [12 empty] | #N/A | 0 | 0 | 0 | -0.0047 | -1.1703 | 0.0032 | 0.7968 | -0.0027 | -0.6723 | 0.0012 | 0.2988 | 0.0146 | 3.6354 | -0.013 | -3.237 | -0.0067 | -1.6683 | -0.013 | -3.237 | -0.0067 | -1.6683
701 | [37 empty] | 0 | 0 | 0.1 | [39 empty] | #REF! | [12 empty] | #N/A | 0 | 0 | 0 | -0.0047 | -1.1703 | 0.0032 | 0.7968 | -0.0027 | -0.6723 | 0.0012 | 0.2988 | 0.0146 | 3.6354 | -0.013 | -3.237 | -0.0067 | -1.6683 | -0.013 | -3.237 | -0.0067 | -1.6683
702 | [37 empty] | 0 | 0 | 0.1 | [39 empty] | #REF! | [12 empty] | #N/A | 0 | 0 | 0 | -0.0047 | -1.1703 | 0.0032 | 0.7968 | -0.0027 | -0.6723 | 0.0012 | 0.2988 | 0.0146 | 3.6354 | -0.013 | -3.237 | -0.0067 | -1.6683 | -0.013 | -3.237 | -0.0067 | -1.6683
703 | [37 empty] | 0 | 0 | 0.1 | [39 empty] | #REF! | [12 empty] | #N/A | 0 | 0 | 0 | -0.0047 | -1.1703 | 0.0032 | 0.7968 | -0.0027 | -0.6723 | 0.0012 | 0.2988 | 0.0146 | 3.6354 | -0.013 | -3.237 | -0.0067 | -1.6683 | -0.013 | -3.237 | -0.0067 | -1.6683
704 | [37 empty] | 0 | 0 | 0.1 | [39 empty] | #REF! | [12 empty] | #N/A | 0 | 0 | 0 | -0.0047 | -1.1703 | 0.0032 | 0.7968 | -0.0027 | -0.6723 | 0.0012 | 0.2988 | 0.0146 | 3.6354 | -0.013 | -3.237 | -0.0067 | -1.6683 | -0.013 | -3.237 | -0.0067 | -1.6683
705 | [37 empty] | 0 | 0 | 0.1 | [39 empty] | #REF! | [12 empty] | #N/A | 0 | 0 | 0 | -0.0047 | -1.1703 | 0.0032 | 0.7968 | -0.0027 | -0.6723 | 0.0012 | 0.2988 | 0.0146 | 3.6354 | -0.013 | -3.237 | -0.0067 | -1.6683 | -0.013 | -3.237 | -0.0067 | -1.6683
706 | [37 empty] | 0 | 0 | 0.1 | [39 empty] | #REF! | [12 empty] | #N/A | 0 | 0 | 0 | -0.0047 | -1.1703 | 0.0032 | 0.7968 | -0.0027 | -0.6723 | 0.0012 | 0.2988 | 0.0146 | 3.6354 | -0.013 | -3.237 | -0.0067 | -1.6683 | -0.013 | -3.237 | -0.0067 | -1.6683
707 | [37 empty] | 0 | 0 | 0.1 | [39 empty] | #REF! | [12 empty] | #N/A | 0 | 0 | 0 | -0.0047 | -1.1703 | 0.0032 | 0.7968 | -0.0027 | -0.6723 | 0.0012 | 0.2988 | 0.0146 | 3.6354 | -0.013 | -3.237 | -0.0067 | -1.6683 | -0.013 | -3.237 | -0.0067 | -1.6683
708 | [37 empty] | 0 | 0 | 0.1 | [39 empty] | #REF! | [12 empty] | #N/A | 0 | 0 | 0 | -0.0047 | -1.1703 | 0.0032 | 0.7968 | -0.0027 | -0.6723 | 0.0012 | 0.2988 | 0.0146 | 3.6354 | -0.013 | -3.237 | -0.0067 | -1.6683 | -0.013 | -3.237 | -0.0067 | -1.6683
709 | [37 empty] | 0 | 0 | 0.1 | [39 empty] | #REF! | [12 empty] | #N/A | 0 | 0 | 0 | -0.0047 | -1.1703 | 0.0032 | 0.7968 | -0.0027 | -0.6723 | 0.0012 | 0.2988 | 0.0146 | 3.6354 | -0.013 | -3.237 | -0.0067 | -1.6683 | -0.013 | -3.237 | -0.0067 | -1.6683
710 | [37 empty] | 0 | 0 | 0.1 | [39 empty] | #REF! | [12 empty] | #N/A | 0 | 0 | 0 | -0.0047 | -1.1703 | 0.0032 | 0.7968 | -0.0027 | -0.6723 | 0.0012 | 0.2988 | 0.0146 | 3.6354 | -0.013 | -3.237 | -0.0067 | -1.6683 | -0.013 | -3.237 | -0.0067 | -1.6683
711 | [37 empty] | 0 | 0 | 0.1 | [39 empty] | #REF! | [12 empty] | #N/A | 0 | 0 | 0 | -0.0047 | -1.1703 | 0.0032 | 0.7968 | -0.0027 | -0.6723 | 0.0012 | 0.2988 | 0.0146 | 3.6354 | -0.013 | -3.237 | -0.0067 | -1.6683 | -0.013 | -3.237 | -0.0067 | -1.6683
712 | [37 empty] | 0 | 0 | 0.1 | [39 empty] | #REF! | [12 empty] | #N/A | 0 | 0 | 0 | -0.0047 | -1.1703 | 0.0032 | 0.7968 | -0.0027 | -0.6723 | 0.0012 | 0.2988 | 0.0146 | 3.6354 | -0.013 | -3.237 | -0.0067 | -1.6683 | -0.013 | -3.237 | -0.0067 | -1.6683
713 | [37 empty] | 0 | 0 | 0.1 | [39 empty] | #REF! | [12 empty] | #N/A | 0 | 0 | 0 | -0.0047 | -1.1703 | 0.0032 | 0.7968 | -0.0027 | -0.6723 | 0.0012 | 0.2988 | 0.0146 | 3.6354 | -0.013 | -3.237 | -0.0067 | -1.6683 | -0.013 | -3.237 | -0.0067 | -1.6683
714 | [37 empty] | 0 | 0 | 0.1 | [39 empty] | #REF! | [12 empty] | #N/A | 0 | 0 | 0 | -0.0047 | -1.1703 | 0.0032 | 0.7968 | -0.0027 | -0.6723 | 0.0012 | 0.2988 | 0.0146 | 3.6354 | -0.013 | -3.237 | -0.0067 | -1.6683 | -0.013 | -3.237 | -0.0067 | -1.6683
715 | [37 empty] | 0 | 0 | 0.1 | [39 empty] | #REF! | [12 empty] | #N/A | 0 | 0 | 0 | -0.0047 | -1.1703 | 0.0032 | 0.7968 | -0.0027 | -0.6723 | 0.0012 | 0.2988 | 0.0146 | 3.6354 | -0.013 | -3.237 | -0.0067 | -1.6683 | -0.013 | -3.237 | -0.0067 | -1.6683
716 | [37 empty] | 0 | 0 | 0.1 | [39 empty] | #REF! | [12 empty] | #N/A | 0 | 0 | 0 | -0.0047 | -1.1703 | 0.0032 | 0.7968 | -0.0027 | -0.6723 | 0.0012 | 0.2988 | 0.0146 | 3.6354 | -0.013 | -3.237 | -0.0067 | -1.6683 | -0.013 | -3.237 | -0.0067 | -1.6683
717 | [37 empty] | 0 | 0 | 0.1 | [39 empty] | #REF! | [12 empty] | #N/A | 0 | 0 | 0 | -0.0047 | -1.1703 | 0.0032 | 0.7968 | -0.0027 | -0.6723 | 0.0012 | 0.2988 | 0.0146 | 3.6354 | -0.013 | -3.237 | -0.0067 | -1.6683 | -0.013 | -3.237 | -0.0067 | -1.6683
718 | [37 empty] | 0 | 0 | 0.1 | [39 empty] | #REF! | [12 empty] | #N/A | 0 | 0 | 0 | -0.0047 | -1.1703 | 0.0032 | 0.7968 | -0.0027 | -0.6723 | 0.0012 | 0.2988 | 0.0146 | 3.6354 | -0.013 | -3.237 | -0.0067 | -1.6683 | -0.013 | -3.237 | -0.0067 | -1.6683
719 | [37 empty] | 0 | 0 | 0.1 | [39 empty] | #REF! | [12 empty] | #N/A | 0 | 0 | 0 | -0.0047 | -1.1703 | 0.0032 | 0.7968 | -0.0027 | -0.6723 | 0.0012 | 0.2988 | 0.0146 | 3.6354 | -0.013 | -3.237 | -0.0067 | -1.6683 | -0.013 | -3.237 | -0.0067 | -1.6683
720 | [37 empty] | 0 | 0 | 0.1 | [39 empty] | #REF! | [12 empty] | #N/A | 0 | 0 | 0 | -0.0047 | -1.1703 | 0.0032 | 0.7968 | -0.0027 | -0.6723 | 0.0012 | 0.2988 | 0.0146 | 3.6354 | -0.013 | -3.237 | -0.0067 | -1.6683 | -0.013 | -3.237 | -0.0067 | -1.6683
721 | [37 empty] | 0 | 0 | 0.1 | [39 empty] | #REF! | [12 empty] | #N/A | 0 | 0 | 0 | -0.0047 | -1.1703 | 0.0032 | 0.7968 | -0.0027 | -0.6723 | 0.0012 | 0.2988 | 0.0146 | 3.6354 | -0.013 | -3.237 | -0.0067 | -1.6683 | -0.013 | -3.237 | -0.0067 | -1.6683
722 | [37 empty] | 0 | 0 | 0.1 | [39 empty] | #REF! | [12 empty] | #N/A | 0 | 0 | 0 | -0.0047 | -1.1703 | 0.0032 | 0.7968 | -0.0027 | -0.6723 | 0.0012 | 0.2988 | 0.0146 | 3.6354 | -0.013 | -3.237 | -0.0067 | -1.6683 | -0.013 | -3.237 | -0.0067 | -1.6683
723 | [37 empty] | 0 | 0 | 0.1 | [39 empty] | #REF! | [12 empty] | #N/A | 0 | 0 | 0 | -0.0047 | -1.1703 | 0.0032 | 0.7968 | -0.0027 | -0.6723 | 0.0012 | 0.2988 | 0.0146 | 3.6354 | -0.013 | -3.237 | -0.0067 | -1.6683 | -0.013 | -3.237 | -0.0067 | -1.6683
724 | [37 empty] | 0 | 0 | 0.1 | [39 empty] | #REF! | [12 empty] | #N/A | 0 | 0 | 0 | -0.0047 | -1.1703 | 0.0032 | 0.7968 | -0.0027 | -0.6723 | 0.0012 | 0.2988 | 0.0146 | 3.6354 | -0.013 | -3.237 | -0.0067 | -1.6683 | -0.013 | -3.237 | -0.0067 | -1.6683
725 | [37 empty] | 0 | 0 | 0.1 | [39 empty] | #REF! | [12 empty] | #N/A | 0 | 0 | 0 | -0.0047 | -1.1703 | 0.0032 | 0.7968 | -0.0027 | -0.6723 | 0.0012 | 0.2988 | 0.0146 | 3.6354 | -0.013 | -3.237 | -0.0067 | -1.6683 | -0.013 | -3.237 | -0.0067 | -1.6683
726 | [37 empty] | 0 | 0 | 0.1 | [39 empty] | #REF! | [12 empty] | #N/A | 0 | 0 | 0 | -0.0047 | -1.1703 | 0.0032 | 0.7968 | -0.0027 | -0.6723 | 0.0012 | 0.2988 | 0.0146 | 3.6354 | -0.013 | -3.237 | -0.0067 | -1.6683 | -0.013 | -3.237 | -0.0067 | -1.6683
727 | [37 empty] | 0 | 0 | 0.1 | [39 empty] | #REF! | [12 empty] | #N/A | 0 | 0 | 0 | -0.0047 | -1.1703 | 0.0032 | 0.7968 | -0.0027 | -0.6723 | 0.0012 | 0.2988 | 0.0146 | 3.6354 | -0.013 | -3.237 | -0.0067 | -1.6683 | -0.013 | -3.237 | -0.0067 | -1.6683
728 | [37 empty] | 0 | 0 | 0.1 | [39 empty] | #REF! | [12 empty] | #N/A | 0 | 0 | 0 | -0.0047 | -1.1703 | 0.0032 | 0.7968 | -0.0027 | -0.6723 | 0.0012 | 0.2988 | 0.0146 | 3.6354 | -0.013 | -3.237 | -0.0067 | -1.6683 | -0.013 | -3.237 | -0.0067 | -1.6683
729 | [37 empty] | 0 | 0 | 0.1 | [39 empty] | #REF! | [12 empty] | #N/A | 0 | 0 | 0 | -0.0047 | -1.1703 | 0.0032 | 0.7968 | -0.0027 | -0.6723 | 0.0012 | 0.2988 | 0.0146 | 3.6354 | -0.013 | -3.237 | -0.0067 | -1.6683 | -0.013 | -3.237 | -0.0067 | -1.6683
730 | [37 empty] | 0 | 0 | 0.1 | [39 empty] | #REF! | [12 empty] | #N/A | 0 | 0 | 0 | -0.0047 | -1.1703 | 0.0032 | 0.7968 | -0.0027 | -0.6723 | 0.0012 | 0.2988 | 0.0146 | 3.6354 | -0.013 | -3.237 | -0.0067 | -1.6683 | -0.013 | -3.237 | -0.0067 | -1.6683
731 | [37 empty] | 0 | 0 | 0.1 | [39 empty] | #REF! | [12 empty] | #N/A | 0 | 0 | 0 | -0.0047 | -1.1703 | 0.0032 | 0.7968 | -0.0027 | -0.6723 | 0.0012 | 0.2988 | 0.0146 | 3.6354 | -0.013 | -3.237 | -0.0067 | -1.6683 | -0.013 | -3.237 | -0.0067 | -1.6683
732 | [37 empty] | 0 | 0 | 0.1 | [39 empty] | #REF! | [12 empty] | #N/A | 0 | 0 | 0 | -0.0047 | -1.1703 | 0.0032 | 0.7968 | -0.0027 | -0.6723 | 0.0012 | 0.2988 | 0.0146 | 3.6354 | -0.013 | -3.237 | -0.0067 | -1.6683 | -0.013 | -3.237 | -0.0067 | -1.6683
733 | [37 empty] | 0 | 0 | 0.1 | [39 empty] | #REF! | [12 empty] | #N/A | 0 | 0 | 0 | -0.0047 | -1.1703 | 0.0032 | 0.7968 | -0.0027 | -0.6723 | 0.0012 | 0.2988 | 0.0146 | 3.6354 | -0.013 | -3.237 | -0.0067 | -1.6683 | -0.013 | -3.237 | -0.0067 | -1.6683
734 | [37 empty] | 0 | 0 | 0.1 | [39 empty] | #REF! | [12 empty] | #N/A | 0 | 0 | 0 | -0.0047 | -1.1703 | 0.0032 | 0.7968 | -0.0027 | -0.6723 | 0.0012 | 0.2988 | 0.0146 | 3.6354 | -0.013 | -3.237 | -0.0067 | -1.6683 | -0.013 | -3.237 | -0.0067 | -1.6683
735 | [37 empty] | 0 | 0 | 0.1 | [39 empty] | #REF! | [12 empty] | #N/A | 0 | 0 | 0 | -0.0047 | -1.1703 | 0.0032 | 0.7968 | -0.0027 | -0.6723 | 0.0012 | 0.2988 | 0.0146 | 3.6354 | -0.013 | -3.237 | -0.0067 | -1.6683 | -0.013 | -3.237 | -0.0067 | -1.6683
736 | [37 empty] | 0 | 0 | 0.1 | [39 empty] | #REF! | [12 empty] | #N/A | 0 | 0 | 0 | -0.0047 | -1.1703 | 0.0032 | 0.7968 | -0.0027 | -0.6723 | 0.0012 | 0.2988 | 0.0146 | 3.6354 | -0.013 | -3.237 | -0.0067 | -1.6683 | -0.013 | -3.237 | -0.0067 | -1.6683
737 | [37 empty] | 0 | 0 | 0.1 | [39 empty] | #REF! | [12 empty] | #N/A | 0 | 0 | 0 | -0.0047 | -1.1703 | 0.0032 | 0.7968 | -0.0027 | -0.6723 | 0.0012 | 0.2988 | 0.0146 | 3.6354 | -0.013 | -3.237 | -0.0067 | -1.6683 | -0.013 | -3.237 | -0.0067 | -1.6683
738 | [37 empty] | 0 | 0 | 0.1 | [39 empty] | #REF! | [12 empty] | #N/A | 0 | 0 | 0 | -0.0047 | -1.1703 | 0.0032 | 0.7968 | -0.0027 | -0.6723 | 0.0012 | 0.2988 | 0.0146 | 3.6354 | -0.013 | -3.237 | -0.0067 | -1.6683 | -0.013 | -3.237 | -0.0067 | -1.6683
739 | [37 empty] | 0 | 0 | 0.1 | [39 empty] | #REF! | [12 empty] | #N/A | 0 | 0 | 0 | -0.0047 | -1.1703 | 0.0032 | 0.7968 | -0.0027 | -0.6723 | 0.0012 | 0.2988 | 0.0146 | 3.6354 | -0.013 | -3.237 | -0.0067 | -1.6683 | -0.013 | -3.237 | -0.0067 | -1.6683
740 | [37 empty] | 0 | 0 | 0.1 | [39 empty] | #REF! | [12 empty] | #N/A | 0 | 0 | 0 | -0.0047 | -1.1703 | 0.0032 | 0.7968 | -0.0027 | -0.6723 | 0.0012 | 0.2988 | 0.0146 | 3.6354 | -0.013 | -3.237 | -0.0067 | -1.6683 | -0.013 | -3.237 | -0.0067 | -1.6683
741 | [37 empty] | 0 | 0 | 0.1 | [39 empty] | #REF! | [12 empty] | #N/A | 0 | 0 | 0 | -0.0047 | -1.1703 | 0.0032 | 0.7968 | -0.0027 | -0.6723 | 0.0012 | 0.2988 | 0.0146 | 3.6354 | -0.013 | -3.237 | -0.0067 | -1.6683 | -0.013 | -3.237 | -0.0067 | -1.6683
742 | [37 empty] | 0 | 0 | 0.1 | [39 empty] | #REF! | [12 empty] | #N/A | 0 | 0 | 0 | -0.0047 | -1.1703 | 0.0032 | 0.7968 | -0.0027 | -0.6723 | 0.0012 | 0.2988 | 0.0146 | 3.6354 | -0.013 | -3.237 | -0.0067 | -1.6683 | -0.013 | -3.237 | -0.0067 | -1.6683
743 | [37 empty] | 0 | 0 | 0.1 | [39 empty] | #REF! | [12 empty] | #N/A | 0 | 0 | 0 | -0.0047 | -1.1703 | 0.0032 | 0.7968 | -0.0027 | -0.6723 | 0.0012 | 0.2988 | 0.0146 | 3.6354 | -0.013 | -3.237 | -0.0067 | -1.6683 | -0.013 | -3.237 | -0.0067 | -1.6683
744 | [37 empty] | 0 | 0 | 0.1 | [39 empty] | #REF! | [12 empty] | #N/A | 0 | 0 | 0 | -0.0047 | -1.1703 | 0.0032 | 0.7968 | -0.0027 | -0.6723 | 0.0012 | 0.2988 | 0.0146 | 3.6354 | -0.013 | -3.237 | -0.0067 | -1.6683 | -0.013 | -3.237 | -0.0067 | -1.6683
745 | [37 empty] | 0 | 0 | 0.1 | [39 empty] | #REF! | [12 empty] | #N/A | 0 | 0 | 0 | -0.0047 | -1.1703 | 0.0032 | 0.7968 | -0.0027 | -0.6723 | 0.0012 | 0.2988 | 0.0146 | 3.6354 | -0.013 | -3.237 | -0.0067 | -1.6683 | -0.013 | -3.237 | -0.0067 | -1.6683
746 | [37 empty] | 0 | 0 | 0.1 | [39 empty] | #REF! | [12 empty] | #N/A | 0 | 0 | 0 | -0.0047 | -1.1703 | 0.0032 | 0.7968 | -0.0027 | -0.6723 | 0.0012 | 0.2988 | 0.0146 | 3.6354 | -0.013 | -3.237 | -0.0067 | -1.6683 | -0.013 | -3.237 | -0.0067 | -1.6683
747 | [37 empty] | 0 | 0 | 0.1 | [39 empty] | #REF! | [12 empty] | #N/A | 0 | 0 | 0 | -0.0047 | -1.1703 | 0.0032 | 0.7968 | -0.0027 | -0.6723 | 0.0012 | 0.2988 | 0.0146 | 3.6354 | -0.013 | -3.237 | -0.0067 | -1.6683 | -0.013 | -3.237 | -0.0067 | -1.6683
748 | [37 empty] | 0 | 0 | 0.1 | [39 empty] | #REF! | [12 empty] | #N/A | 0 | 0 | 0 | -0.0047 | -1.1703 | 0.0032 | 0.7968 | -0.0027 | -0.6723 | 0.0012 | 0.2988 | 0.0146 | 3.6354 | -0.013 | -3.237 | -0.0067 | -1.6683 | -0.013 | -3.237 | -0.0067 | -1.6683
749 | [37 empty] | 0 | 0 | 0.1 | [39 empty] | #REF! | [12 empty] | #N/A | 0 | 0 | 0 | -0.0047 | -1.1703 | 0.0032 | 0.7968 | -0.0027 | -0.6723 | 0.0012 | 0.2988 | 0.0146 | 3.6354 | -0.013 | -3.237 | -0.0067 | -1.6683 | -0.013 | -3.237 | -0.0067 | -1.6683
750 | [37 empty] | 0 | 0 | 0.1 | [39 empty] | #REF! | [12 empty] | #N/A | 0 | 0 | 0 | -0.0047 | -1.1703 | 0.0032 | 0.7968 | -0.0027 | -0.6723 | 0.0012 | 0.2988 | 0.0146 | 3.6354 | -0.013 | -3.237 | -0.0067 | -1.6683 | -0.013 | -3.237 | -0.0067 | -1.6683
751 | [37 empty] | 0 | 0 | 0.1 | [39 empty] | #REF! | [12 empty] | #N/A | 0 | 0 | 0 | -0.0047 | -1.1703 | 0.0032 | 0.7968 | -0.0027 | -0.6723 | 0.0012 | 0.2988 | 0.0146 | 3.6354 | -0.013 | -3.237 | -0.0067 | -1.6683 | -0.013 | -3.237 | -0.0067 | -1.6683
752 | [37 empty] | 0 | 0 | 0.1 | [39 empty] | #REF! | [12 empty] | #N/A | 0 | 0 | 0 | -0.0047 | -1.1703 | 0.0032 | 0.7968 | -0.0027 | -0.6723 | 0.0012 | 0.2988 | 0.0146 | 3.6354 | -0.013 | -3.237 | -0.0067 | -1.6683 | -0.013 | -3.237 | -0.0067 | -1.6683
753 | [37 empty] | 0 | 0 | 0.1 | [39 empty] | #REF! | [12 empty] | #N/A | 0 | 0 | 0 | -0.0047 | -1.1703 | 0.0032 | 0.7968 | -0.0027 | -0.6723 | 0.0012 | 0.2988 | 0.0146 | 3.6354 | -0.013 | -3.237 | -0.0067 | -1.6683 | -0.013 | -3.237 | -0.0067 | -1.6683
754 | [37 empty] | 0 | 0 | 0.1 | [39 empty] | #REF! | [12 empty] | #N/A | 0 | 0 | 0 | -0.0047 | -1.1703 | 0.0032 | 0.7968 | -0.0027 | -0.6723 | 0.0012 | 0.2988 | 0.0146 | 3.6354 | -0.013 | -3.237 | -0.0067 | -1.6683 | -0.013 | -3.237 | -0.0067 | -1.6683
755 | [37 empty] | 0 | 0 | 0.1 | [39 empty] | #REF! | [12 empty] | #N/A | 0 | 0 | 0 | -0.0047 | -1.1703 | 0.0032 | 0.7968 | -0.0027 | -0.6723 | 0.0012 | 0.2988 | 0.0146 | 3.6354 | -0.013 | -3.237 | -0.0067 | -1.6683 | -0.013 | -3.237 | -0.0067 | -1.6683
756 | [37 empty] | 0 | 0 | 0.1 | [39 empty] | #REF! | [12 empty] | #N/A | 0 | 0 | 0 | -0.0047 | -1.1703 | 0.0032 | 0.7968 | -0.0027 | -0.6723 | 0.0012 | 0.2988 | 0.0146 | 3.6354 | -0.013 | -3.237 | -0.0067 | -1.6683 | -0.013 | -3.237 | -0.0067 | -1.6683
757 | [37 empty] | 0 | 0 | 0.1 | [39 empty] | #REF! | [12 empty] | #N/A | 0 | 0 | 0 | -0.0047 | -1.1703 | 0.0032 | 0.7968 | -0.0027 | -0.6723 | 0.0012 | 0.2988 | 0.0146 | 3.6354 | -0.013 | -3.237 | -0.0067 | -1.6683 | -0.013 | -3.237 | -0.0067 | -1.6683
758 | [37 empty] | 0 | 0 | 0.1 | [39 empty] | #REF! | [12 empty] | #N/A | 0 | 0 | 0 | -0.0047 | -1.1703 | 0.0032 | 0.7968 | -0.0027 | -0.6723 | 0.0012 | 0.2988 | 0.0146 | 3.6354 | -0.013 | -3.237 | -0.0067 | -1.6683 | -0.013 | -3.237 | -0.0067 | -1.6683
759 | [37 empty] | 0 | 0 | 0.1 | [39 empty] | #REF! | [12 empty] | #N/A | 0 | 0 | 0 | -0.0047 | -1.1703 | 0.0032 | 0.7968 | -0.0027 | -0.6723 | 0.0012 | 0.2988 | 0.0146 | 3.6354 | -0.013 | -3.237 | -0.0067 | -1.6683 | -0.013 | -3.237 | -0.0067 | -1.6683
760 | [37 empty] | 0 | 0 | 0.1 | [39 empty] | #REF! | [12 empty] | #N/A | 0 | 0 | 0 | -0.0047 | -1.1703 | 0.0032 | 0.7968 | -0.0027 | -0.6723 | 0.0012 | 0.2988 | 0.0146 | 3.6354 | -0.013 | -3.237 | -0.0067 | -1.6683 | -0.013 | -3.237 | -0.0067 | -1.6683
761 | [37 empty] | 0 | 0 | 0.1 | [39 empty] | #REF! | [12 empty] | #N/A | 0 | 0 | 0 | -0.0047 | -1.1703 | 0.0032 | 0.7968 | -0.0027 | -0.6723 | 0.0012 | 0.2988 | 0.0146 | 3.6354 | -0.013 | -3.237 | -0.0067 | -1.6683 | -0.013 | -3.237 | -0.0067 | -1.6683
762 | [37 empty] | 0 | 0 | 0.1 | [39 empty] | #REF! | [12 empty] | #N/A | 0 | 0 | 0 | -0.0047 | -1.1703 | 0.0032 | 0.7968 | -0.0027 | -0.6723 | 0.0012 | 0.2988 | 0.0146 | 3.6354 | -0.013 | -3.237 | -0.0067 | -1.6683 | -0.013 | -3.237 | -0.0067 | -1.6683
763 | [37 empty] | 0 | 0 | 0.1 | [39 empty] | #REF! | [12 empty] | #N/A | 0 | 0 | 0 | -0.0047 | -1.1703 | 0.0032 | 0.7968 | -0.0027 | -0.6723 | 0.0012 | 0.2988 | 0.0146 | 3.6354 | -0.013 | -3.237 | -0.0067 | -1.6683 | -0.013 | -3.237 | -0.0067 | -1.6683
764 | [37 empty] | 0 | 0 | 0.1 | [39 empty] | #REF! | [12 empty] | #N/A | 0 | 0 | 0 | -0.0047 | -1.1703 | 0.0032 | 0.7968 | -0.0027 | -0.6723 | 0.0012 | 0.2988 | 0.0146 | 3.6354 | -0.013 | -3.237 | -0.0067 | -1.6683 | -0.013 | -3.237 | -0.0067 | -1.6683
765 | [37 empty] | 0 | 0 | 0.1 | [39 empty] | #REF! | [12 empty] | #N/A | 0 | 0 | 0 | -0.0047 | -1.1703 | 0.0032 | 0.7968 | -0.0027 | -0.6723 | 0.0012 | 0.2988 | 0.0146 | 3.6354 | -0.013 | -3.237 | -0.0067 | -1.6683 | -0.013 | -3.237 | -0.0067 | -1.6683
766 | [37 empty] | 0 | 0 | 0.1 | [39 empty] | #REF! | [12 empty] | #N/A | 0 | 0 | 0 | -0.0047 | -1.1703 | 0.0032 | 0.7968 | -0.0027 | -0.6723 | 0.0012 | 0.2988 | 0.0146 | 3.6354 | -0.013 | -3.237 | -0.0067 | -1.6683 | -0.013 | -3.237 | -0.0067 | -1.6683
767 | [37 empty] | 0 | 0 | 0.1 | [39 empty] | #REF! | [12 empty] | #N/A | 0 | 0 | 0 | -0.0047 | -1.1703 | 0.0032 | 0.7968 | -0.0027 | -0.6723 | 0.0012 | 0.2988 | 0.0146 | 3.6354 | -0.013 | -3.237 | -0.0067 | -1.6683 | -0.013 | -3.237 | -0.0067 | -1.6683
768 | [37 empty] | 0 | 0 | 0.1 | [39 empty] | #REF! | [12 empty] | #N/A | 0 | 0 | 0 | -0.0047 | -1.1703 | 0.0032 | 0.7968 | -0.0027 | -0.6723 | 0.0012 | 0.2988 | 0.0146 | 3.6354 | -0.013 | -3.237 | -0.0067 | -1.6683 | -0.013 | -3.237 | -0.0067 | -1.6683
769 | [37 empty] | 0 | 0 | 0.1 | [39 empty] | #REF! | [12 empty] | #N/A | 0 | 0 | 0 | -0.0047 | -1.1703 | 0.0032 | 0.7968 | -0.0027 | -0.6723 | 0.0012 | 0.2988 | 0.0146 | 3.6354 | -0.013 | -3.237 | -0.0067 | -1.6683 | -0.013 | -3.237 | -0.0067 | -1.6683
770 | [37 empty] | 0 | 0 | 0.1 | [39 empty] | #REF! | [12 empty] | #N/A | 0 | 0 | 0 | -0.0047 | -1.1703 | 0.0032 | 0.7968 | -0.0027 | -0.6723 | 0.0012 | 0.2988 | 0.0146 | 3.6354 | -0.013 | -3.237 | -0.0067 | -1.6683 | -0.013 | -3.237 | -0.0067 | -1.6683
771 | [37 empty] | 0 | 0 | 0.1 | [39 empty] | #REF! | [12 empty] | #N/A | 0 | 0 | 0 | -0.0047 | -1.1703 | 0.0032 | 0.7968 | -0.0027 | -0.6723 | 0.0012 | 0.2988 | 0.0146 | 3.6354 | -0.013 | -3.237 | -0.0067 | -1.6683 | -0.013 | -3.237 | -0.0067 | -1.6683
772 | [37 empty] | 0 | 0 | 0.1 | [39 empty] | #REF! | [12 empty] | #N/A | 0 | 0 | 0 | -0.0047 | -1.1703 | 0.0032 | 0.7968 | -0.0027 | -0.6723 | 0.0012 | 0.2988 | 0.0146 | 3.6354 | -0.013 | -3.237 | -0.0067 | -1.6683 | -0.013 | -3.237 | -0.0067 | -1.6683
773 | [37 empty] | 0 | 0 | 0.1 | [39 empty] | #REF! | [12 empty] | #N/A | 0 | 0 | 0 | -0.0047 | -1.1703 | 0.0032 | 0.7968 | -0.0027 | -0.6723 | 0.0012 | 0.2988 | 0.0146 | 3.6354 | -0.013 | -3.237 | -0.0067 | -1.6683 | -0.013 | -3.237 | -0.0067 | -1.6683
774 | [37 empty] | 0 | 0 | 0.1 | [39 empty] | #REF! | [12 empty] | #N/A | 0 | 0 | 0 | -0.0047 | -1.1703 | 0.0032 | 0.7968 | -0.0027 | -0.6723 | 0.0012 | 0.2988 | 0.0146 | 3.6354 | -0.013 | -3.237 | -0.0067 | -1.6683 | -0.013 | -3.237 | -0.0067 | -1.6683
775 | [37 empty] | 0 | 0 | 0.1 | [39 empty] | #REF! | [12 empty] | #N/A | 0 | 0 | 0 | -0.0047 | -1.1703 | 0.0032 | 0.7968 | -0.0027 | -0.6723 | 0.0012 | 0.2988 | 0.0146 | 3.6354 | -0.013 | -3.237 | -0.0067 | -1.6683 | -0.013 | -3.237 | -0.0067 | -1.6683
776 | [37 empty] | 0 | 0 | 0.1 | [39 empty] | #REF! | [12 empty] | #N/A | 0 | 0 | 0 | -0.0047 | -1.1703 | 0.0032 | 0.7968 | -0.0027 | -0.6723 | 0.0012 | 0.2988 | 0.0146 | 3.6354 | -0.013 | -3.237 | -0.0067 | -1.6683 | -0.013 | -3.237 | -0.0067 | -1.6683
777 | [37 empty] | 0 | 0 | 0.1 | [39 empty] | #REF! | [12 empty] | #N/A | 0 | 0 | 0 | -0.0047 | -1.1703 | 0.0032 | 0.7968 | -0.0027 | -0.6723 | 0.0012 | 0.2988 | 0.0146 | 3.6354 | -0.013 | -3.237 | -0.0067 | -1.6683 | -0.013 | -3.237 | -0.0067 | -1.6683
778 | [37 empty] | 0 | 0 | 0.1 | [39 empty] | #REF! | [12 empty] | #N/A | 0 | 0 | 0 | -0.0047 | -1.1703 | 0.0032 | 0.7968 | -0.0027 | -0.6723 | 0.0012 | 0.2988 | 0.0146 | 3.6354 | -0.013 | -3.237 | -0.0067 | -1.6683 | -0.013 | -3.237 | -0.0067 | -1.6683
779 | [37 empty] | 0 | 0 | 0.1 | [39 empty] | #REF! | [12 empty] | #N/A | 0 | 0 | 0 | -0.0047 | -1.1703 | 0.0032 | 0.7968 | -0.0027 | -0.6723 | 0.0012 | 0.2988 | 0.0146 | 3.6354 | -0.013 | -3.237 | -0.0067 | -1.6683 | -0.013 | -3.237 | -0.0067 | -1.6683
780 | [37 empty] | 0 | 0 | 0.1 | [39 empty] | #REF! | [12 empty] | #N/A | 0 | 0 | 0 | -0.0047 | -1.1703 | 0.0032 | 0.7968 | -0.0027 | -0.6723 | 0.0012 | 0.2988 | 0.0146 | 3.6354 | -0.013 | -3.237 | -0.0067 | -1.6683 | -0.013 | -3.237 | -0.0067 | -1.6683
781 | [37 empty] | 0 | 0 | 0.1 | [39 empty] | #REF! | [12 empty] | #N/A | 0 | 0 | 0 | -0.0047 | -1.1703 | 0.0032 | 0.7968 | -0.0027 | -0.6723 | 0.0012 | 0.2988 | 0.0146 | 3.6354 | -0.013 | -3.237 | -0.0067 | -1.6683 | -0.013 | -3.237 | -0.0067 | -1.6683
782 | [37 empty] | 0 | 0 | 0.1 | [39 empty] | #REF! | [12 empty] | #N/A | 0 | 0 | 0 | -0.0047 | -1.1703 | 0.0032 | 0.7968 | -0.0027 | -0.6723 | 0.0012 | 0.2988 | 0.0146 | 3.6354 | -0.013 | -3.237 | -0.0067 | -1.6683 | -0.013 | -3.237 | -0.0067 | -1.6683
783 | [37 empty] | 0 | 0 | 0.1 | [39 empty] | #REF! | [12 empty] | #N/A | 0 | 0 | 0 | -0.0047 | -1.1703 | 0.0032 | 0.7968 | -0.0027 | -0.6723 | 0.0012 | 0.2988 | 0.0146 | 3.6354 | -0.013 | -3.237 | -0.0067 | -1.6683 | -0.013 | -3.237 | -0.0067 | -1.6683
784 | [37 empty] | 0 | 0 | 0.1 | [39 empty] | #REF! | [12 empty] | #N/A | 0 | 0 | 0 | -0.0047 | -1.1703 | 0.0032 | 0.7968 | -0.0027 | -0.6723 | 0.0012 | 0.2988 | 0.0146 | 3.6354 | -0.013 | -3.237 | -0.0067 | -1.6683 | -0.013 | -3.237 | -0.0067 | -1.6683
785 | [37 empty] | 0 | 0 | 0.1 | [39 empty] | #REF! | [12 empty] | #N/A | 0 | 0 | 0 | -0.0047 | -1.1703 | 0.0032 | 0.7968 | -0.0027 | -0.6723 | 0.0012 | 0.2988 | 0.0146 | 3.6354 | -0.013 | -3.237 | -0.0067 | -1.6683 | -0.013 | -3.237 | -0.0067 | -1.6683
786 | [37 empty] | 0 | 0 | 0.1 | [39 empty] | #REF! | [12 empty] | #N/A | 0 | 0 | 0 | -0.0047 | -1.1703 | 0.0032 | 0.7968 | -0.0027 | -0.6723 | 0.0012 | 0.2988 | 0.0146 | 3.6354 | -0.013 | -3.237 | -0.0067 | -1.6683 | -0.013 | -3.237 | -0.0067 | -1.6683
787 | [37 empty] | 0 | 0 | 0.1 | [39 empty] | #REF! | [12 empty] | #N/A | 0 | 0 | 0 | -0.0047 | -1.1703 | 0.0032 | 0.7968 | -0.0027 | -0.6723 | 0.0012 | 0.2988 | 0.0146 | 3.6354 | -0.013 | -3.237 | -0.0067 | -1.6683 | -0.013 | -3.237 | -0.0067 | -1.6683
788 | [37 empty] | 0 | 0 | 0.1 | [39 empty] | #REF! | [12 empty] | #N/A | 0 | 0 | 0 | -0.0047 | -1.1703 | 0.0032 | 0.7968 | -0.0027 | -0.6723 | 0.0012 | 0.2988 | 0.0146 | 3.6354 | -0.013 | -3.237 | -0.0067 | -1.6683 | -0.013 | -3.237 | -0.0067 | -1.6683
789 | [37 empty] | 0 | 0 | 0.1 | [39 empty] | #REF! | [12 empty] | #N/A | 0 | 0 | 0 | -0.0047 | -1.1703 | 0.0032 | 0.7968 | -0.0027 | -0.6723 | 0.0012 | 0.2988 | 0.0146 | 3.6354 | -0.013 | -3.237 | -0.0067 | -1.6683 | -0.013 | -3.237 | -0.0067 | -1.6683
790 | [37 empty] | 0 | 0 | 0.1 | [39 empty] | #REF! | [12 empty] | #N/A | 0 | 0 | 0 | -0.0047 | -1.1703 | 0.0032 | 0.7968 | -0.0027 | -0.6723 | 0.0012 | 0.2988 | 0.0146 | 3.6354 | -0.013 | -3.237 | -0.0067 | -1.6683 | -0.013 | -3.237 | -0.0067 | -1.6683
791 | [37 empty] | 0 | 0 | 0.1 | [39 empty] | #REF! | [12 empty] | #N/A | 0 | 0 | 0 | -0.0047 | -1.1703 | 0.0032 | 0.7968 | -0.0027 | -0.6723 | 0.0012 | 0.2988 | 0.0146 | 3.6354 | -0.013 | -3.237 | -0.0067 | -1.6683 | -0.013 | -3.237 | -0.0067 | -1.6683
792 | [37 empty] | 0 | 0 | 0.1 | [39 empty] | #REF! | [12 empty] | #N/A | 0 | 0 | 0 | -0.0047 | -1.1703 | 0.0032 | 0.7968 | -0.0027 | -0.6723 | 0.0012 | 0.2988 | 0.0146 | 3.6354 | -0.013 | -3.237 | -0.0067 | -1.6683 | -0.013 | -3.237 | -0.0067 | -1.6683
793 | [37 empty] | 0 | 0 | 0.1 | [39 empty] | #REF! | [12 empty] | #N/A | 0 | 0 | 0 | -0.0047 | -1.1703 | 0.0032 | 0.7968 | -0.0027 | -0.6723 | 0.0012 | 0.2988 | 0.0146 | 3.6354 | -0.013 | -3.237 | -0.0067 | -1.6683 | -0.013 | -3.237 | -0.0067 | -1.6683
794 | [37 empty] | 0 | 0 | 0.1 | [39 empty] | #REF! | [12 empty] | #N/A | 0 | 0 | 0 | -0.0047 | -1.1703 | 0.0032 | 0.7968 | -0.0027 | -0.6723 | 0.0012 | 0.2988 | 0.0146 | 3.6354 | -0.013 | -3.237 | -0.0067 | -1.6683 | -0.013 | -3.237 | -0.0067 | -1.6683
795 | [37 empty] | 0 | 0 | 0.1 | [39 empty] | #REF! | [12 empty] | #N/A | 0 | 0 | 0 | -0.0047 | -1.1703 | 0.0032 | 0.7968 | -0.0027 | -0.6723 | 0.0012 | 0.2988 | 0.0146 | 3.6354 | -0.013 | -3.237 | -0.0067 | -1.6683 | -0.013 | -3.237 | -0.0067 | -1.6683
796 | [37 empty] | 0 | 0 | 0.1 | [39 empty] | #REF! | [12 empty] | #N/A | 0 | 0 | 0 | -0.0047 | -1.1703 | 0.0032 | 0.7968 | -0.0027 | -0.6723 | 0.0012 | 0.2988 | 0.0146 | 3.6354 | -0.013 | -3.237 | -0.0067 | -1.6683 | -0.013 | -3.237 | -0.0067 | -1.6683
797 | [37 empty] | 0 | 0 | 0.1 | [39 empty] | #REF! | [12 empty] | #N/A | 0 | 0 | 0 | -0.0047 | -1.1703 | 0.0032 | 0.7968 | -0.0027 | -0.6723 | 0.0012 | 0.2988 | 0.0146 | 3.6354 | -0.013 | -3.237 | -0.0067 | -1.6683 | -0.013 | -3.237 | -0.0067 | -1.6683
798 | [37 empty] | 0 | 0 | 0.1 | [39 empty] | #REF! | [12 empty] | #N/A | 0 | 0 | 0 | -0.0047 | -1.1703 | 0.0032 | 0.7968 | -0.0027 | -0.6723 | 0.0012 | 0.2988 | 0.0146 | 3.6354 | -0.013 | -3.237 | -0.0067 | -1.6683 | -0.013 | -3.237 | -0.0067 | -1.6683
799 | [37 empty] | 0 | 0 | 0.1 | [39 empty] | #REF! | [12 empty] | #N/A | 0 | 0 | 0 | -0.0047 | -1.1703 | 0.0032 | 0.7968 | -0.0027 | -0.6723 | 0.0012 | 0.2988 | 0.0146 | 3.6354 | -0.013 | -3.237 | -0.0067 | -1.6683 | -0.013 | -3.237 | -0.0067 | -1.6683
800 | [37 empty] | 0 | 0 | 0.1 | [39 empty] | #REF! | [12 empty] | #N/A | 0 | 0 | 0 | -0.0047 | -1.1703 | 0.0032 | 0.7968 | -0.0027 | -0.6723 | 0.0012 | 0.2988 | 0.0146 | 3.6354 | -0.013 | -3.237 | -0.0067 | -1.6683 | -0.013 | -3.237 | -0.0067 | -1.6683
801 | [37 empty] | 0 | 0 | 0.1 | [39 empty] | #REF! | [12 empty] | #N/A | 0 | 0 | 0 | -0.0047 | -1.1703 | 0.0032 | 0.7968 | -0.0027 | -0.6723 | 0.0012 | 0.2988 | 0.0146 | 3.6354 | -0.013 | -3.237 | -0.0067 | -1.6683 | -0.013 | -3.237 | -0.0067 | -1.6683
802 | [37 empty] | 0 | 0 | 0.1 | [39 empty] | #REF! | [12 empty] | #N/A | 0 | 0 | 0 | -0.0047 | -1.1703 | 0.0032 | 0.7968 | -0.0027 | -0.6723 | 0.0012 | 0.2988 | 0.0146 | 3.6354 | -0.013 | -3.237 | -0.0067 | -1.6683 | -0.013 | -3.237 | -0.0067 | -1.6683
803 | [37 empty] | 0 | 0 | 0.1 | [39 empty] | #REF! | [12 empty] | #N/A | 0 | 0 | 0 | -0.0047 | -1.1703 | 0.0032 | 0.7968 | -0.0027 | -0.6723 | 0.0012 | 0.2988 | 0.0146 | 3.6354 | -0.013 | -3.237 | -0.0067 | -1.6683 | -0.013 | -3.237 | -0.0067 | -1.6683
804 | [37 empty] | 0 | 0 | 0.1 | [39 empty] | #REF! | [12 empty] | #N/A | 0 | 0 | 0 | -0.0047 | -1.1703 | 0.0032 | 0.7968 | -0.0027 | -0.6723 | 0.0012 | 0.2988 | 0.0146 | 3.6354 | -0.013 | -3.237 | -0.0067 | -1.6683 | -0.013 | -3.237 | -0.0067 | -1.6683
805 | [37 empty] | 0 | 0 | 0.1 | [39 empty] | #REF! | [12 empty] | #N/A | 0 | 0 | 0 | -0.0047 | -1.1703 | 0.0032 | 0.7968 | -0.0027 | -0.6723 | 0.0012 | 0.2988 | 0.0146 | 3.6354 | -0.013 | -3.237 | -0.0067 | -1.6683 | -0.013 | -3.237 | -0.0067 | -1.6683
806 | [37 empty] | 0 | 0 | 0.1 | [39 empty] | #REF! | [12 empty] | #N/A | 0 | 0 | 0 | -0.0047 | -1.1703 | 0.0032 | 0.7968 | -0.0027 | -0.6723 | 0.0012 | 0.2988 | 0.0146 | 3.6354 | -0.013 | -3.237 | -0.0067 | -1.6683 | -0.013 | -3.237 | -0.0067 | -1.6683
807 | [37 empty] | 0 | 0 | 0.1 | [39 empty] | #REF! | [12 empty] | #N/A | 0 | 0 | 0 | -0.0047 | -1.1703 | 0.0032 | 0.7968 | -0.0027 | -0.6723 | 0.0012 | 0.2988 | 0.0146 | 3.6354 | -0.013 | -3.237 | -0.0067 | -1.6683 | -0.013 | -3.237 | -0.0067 | -1.6683
808 | [37 empty] | 0 | 0 | 0.1 | [39 empty] | #REF! | [12 empty] | #N/A | 0 | 0 | 0 | -0.0047 | -1.1703 | 0.0032 | 0.7968 | -0.0027 | -0.6723 | 0.0012 | 0.2988 | 0.0146 | 3.6354 | -0.013 | -3.237 | -0.0067 | -1.6683 | -0.013 | -3.237 | -0.0067 | -1.6683
809 | [37 empty] | 0 | 0 | 0.1 | [39 empty] | #REF! | [12 empty] | #N/A | 0 | 0 | 0 | -0.0047 | -1.1703 | 0.0032 | 0.7968 | -0.0027 | -0.6723 | 0.0012 | 0.2988 | 0.0146 | 3.6354 | -0.013 | -3.237 | -0.0067 | -1.6683 | -0.013 | -3.237 | -0.0067 | -1.6683
810 | [37 empty] | 0 | 0 | 0.1 | [39 empty] | #REF! | [12 empty] | #N/A | 0 | 0 | 0 | -0.0047 | -1.1703 | 0.0032 | 0.7968 | -0.0027 | -0.6723 | 0.0012 | 0.2988 | 0.0146 | 3.6354 | -0.013 | -3.237 | -0.0067 | -1.6683 | -0.013 | -3.237 | -0.0067 | -1.6683
811 | [37 empty] | 0 | 0 | 0.1 | [39 empty] | #REF! | [12 empty] | #N/A | 0 | 0 | 0 | -0.0047 | -1.1703 | 0.0032 | 0.7968 | -0.0027 | -0.6723 | 0.0012 | 0.2988 | 0.0146 | 3.6354 | -0.013 | -3.237 | -0.0067 | -1.6683 | -0.013 | -3.237 | -0.0067 | -1.6683
812 | [37 empty] | 0 | 0 | 0.1 | [39 empty] | #REF! | [12 empty] | #N/A | 0 | 0 | 0 | -0.0047 | -1.1703 | 0.0032 | 0.7968 | -0.0027 | -0.6723 | 0.0012 | 0.2988 | 0.0146 | 3.6354 | -0.013 | -3.237 | -0.0067 | -1.6683 | -0.013 | -3.237 | -0.0067 | -1.6683
813 | [37 empty] | 0 | 0 | 0.1 | [39 empty] | #REF! | [12 empty] | #N/A | 0 | 0 | 0 | -0.0047 | -1.1703 | 0.0032 | 0.7968 | -0.0027 | -0.6723 | 0.0012 | 0.2988 | 0.0146 | 3.6354 | -0.013 | -3.237 | -0.0067 | -1.6683 | -0.013 | -3.237 | -0.0067 | -1.6683
814 | [37 empty] | 0 | 0 | 0.1 | [39 empty] | #REF! | [12 empty] | #N/A | 0 | 0 | 0 | -0.0047 | -1.1703 | 0.0032 | 0.7968 | -0.0027 | -0.6723 | 0.0012 | 0.2988 | 0.0146 | 3.6354 | -0.013 | -3.237 | -0.0067 | -1.6683 | -0.013 | -3.237 | -0.0067 | -1.6683
815 | [37 empty] | 0 | 0 | 0.1 | [39 empty] | #REF! | [12 empty] | #N/A | 0 | 0 | 0 | -0.0047 | -1.1703 | 0.0032 | 0.7968 | -0.0027 | -0.6723 | 0.0012 | 0.2988 | 0.0146 | 3.6354 | -0.013 | -3.237 | -0.0067 | -1.6683 | -0.013 | -3.237 | -0.0067 | -1.6683
816 | [37 empty] | 0 | 0 | 0.1 | [39 empty] | #REF! | [12 empty] | #N/A | 0 | 0 | 0 | -0.0047 | -1.1703 | 0.0032 | 0.7968 | -0.0027 | -0.6723 | 0.0012 | 0.2988 | 0.0146 | 3.6354 | -0.013 | -3.237 | -0.0067 | -1.6683 | -0.013 | -3.237 | -0.0067 | -1.6683
817 | [37 empty] | 0 | 0 | 0.1 | [39 empty] | #REF! | [12 empty] | #N/A | 0 | 0 | 0 | -0.0047 | -1.1703 | 0.0032 | 0.7968 | -0.0027 | -0.6723 | 0.0012 | 0.2988 | 0.0146 | 3.6354 | -0.013 | -3.237 | -0.0067 | -1.6683 | -0.013 | -3.237 | -0.0067 | -1.6683
818 | [37 empty] | 0 | 0 | 0.1 | [39 empty] | #REF! | [12 empty] | #N/A | 0 | 0 | 0 | -0.0047 | -1.1703 | 0.0032 | 0.7968 | -0.0027 | -0.6723 | 0.0012 | 0.2988 | 0.0146 | 3.6354 | -0.013 | -3.237 | -0.0067 | -1.6683 | -0.013 | -3.237 | -0.0067 | -1.6683
819 | [37 empty] | 0 | 0 | 0.1 | [39 empty] | #REF! | [12 empty] | #N/A | 0 | 0 | 0 | -0.0047 | -1.1703 | 0.0032 | 0.7968 | -0.0027 | -0.6723 | 0.0012 | 0.2988 | 0.0146 | 3.6354 | -0.013 | -3.237 | -0.0067 | -1.6683 | -0.013 | -3.237 | -0.0067 | -1.6683
820 | [37 empty] | 0 | 0 | 0.1 | [39 empty] | #REF! | [12 empty] | #N/A | 0 | 0 | 0 | -0.0047 | -1.1703 | 0.0032 | 0.7968 | -0.0027 | -0.6723 | 0.0012 | 0.2988 | 0.0146 | 3.6354 | -0.013 | -3.237 | -0.0067 | -1.6683 | -0.013 | -3.237 | -0.0067 | -1.6683
821 | [37 empty] | 0 | 0 | 0.1 | [39 empty] | #REF! | [12 empty] | #N/A | 0 | 0 | 0 | -0.0047 | -1.1703 | 0.0032 | 0.7968 | -0.0027 | -0.6723 | 0.0012 | 0.2988 | 0.0146 | 3.6354 | -0.013 | -3.237 | -0.0067 | -1.6683 | -0.013 | -3.237 | -0.0067 | -1.6683
822 | [37 empty] | 0 | 0 | 0.1 | [39 empty] | #REF! | [12 empty] | #N/A | 0 | 0 | 0 | -0.0047 | -1.1703 | 0.0032 | 0.7968 | -0.0027 | -0.6723 | 0.0012 | 0.2988 | 0.0146 | 3.6354 | -0.013 | -3.237 | -0.0067 | -1.6683 | -0.013 | -3.237 | -0.0067 | -1.6683
823 | [37 empty] | 0 | 0 | 0.1 | [39 empty] | #REF! | [12 empty] | #N/A | 0 | 0 | 0 | -0.0047 | -1.1703 | 0.0032 | 0.7968 | -0.0027 | -0.6723 | 0.0012 | 0.2988 | 0.0146 | 3.6354 | -0.013 | -3.237 | -0.0067 | -1.6683 | -0.013 | -3.237 | -0.0067 | -1.6683
824 | [37 empty] | 0 | 0 | 0.1 | [39 empty] | #REF! | [12 empty] | #N/A | 0 | 0 | 0 | -0.0047 | -1.1703 | 0.0032 | 0.7968 | -0.0027 | -0.6723 | 0.0012 | 0.2988 | 0.0146 | 3.6354 | -0.013 | -3.237 | -0.0067 | -1.6683 | -0.013 | -3.237 | -0.0067 | -1.6683
825 | [37 empty] | 0 | 0 | 0.1 | [39 empty] | #REF! | [12 empty] | #N/A | 0 | 0 | 0 | -0.0047 | -1.1703 | 0.0032 | 0.7968 | -0.0027 | -0.6723 | 0.0012 | 0.2988 | 0.0146 | 3.6354 | -0.013 | -3.237 | -0.0067 | -1.6683 | -0.013 | -3.237 | -0.0067 | -1.6683
826 | [37 empty] | 0 | 0 | 0.1 | [39 empty] | #REF! | [12 empty] | #N/A | 0 | 0 | 0 | -0.0047 | -1.1703 | 0.0032 | 0.7968 | -0.0027 | -0.6723 | 0.0012 | 0.2988 | 0.0146 | 3.6354 | -0.013 | -3.237 | -0.0067 | -1.6683 | -0.013 | -3.237 | -0.0067 | -1.6683
827 | [37 empty] | 0 | 0 | 0.1 | [39 empty] | #REF! | [12 empty] | #N/A | 0 | 0 | 0 | -0.0047 | -1.1703 | 0.0032 | 0.7968 | -0.0027 | -0.6723 | 0.0012 | 0.2988 | 0.0146 | 3.6354 | -0.013 | -3.237 | -0.0067 | -1.6683 | -0.013 | -3.237 | -0.0067 | -1.6683
828 | [37 empty] | 0 | 0 | 0.1 | [39 empty] | #REF! | [12 empty] | #N/A | 0 | 0 | 0 | -0.0047 | -1.1703 | 0.0032 | 0.7968 | -0.0027 | -0.6723 | 0.0012 | 0.2988 | 0.0146 | 3.6354 | -0.013 | -3.237 | -0.0067 | -1.6683 | -0.013 | -3.237 | -0.0067 | -1.6683
829 | [37 empty] | 0 | 0 | 0.1 | [39 empty] | #REF! | [12 empty] | #N/A | 0 | 0 | 0 | -0.0047 | -1.1703 | 0.0032 | 0.7968 | -0.0027 | -0.6723 | 0.0012 | 0.2988 | 0.0146 | 3.6354 | -0.013 | -3.237 | -0.0067 | -1.6683 | -0.013 | -3.237 | -0.0067 | -1.6683
830 | [37 empty] | 0 | 0 | 0.1 | [39 empty] | #REF! | [12 empty] | #N/A | 0 | 0 | 0 | -0.0047 | -1.1703 | 0.0032 | 0.7968 | -0.0027 | -0.6723 | 0.0012 | 0.2988 | 0.0146 | 3.6354 | -0.013 | -3.237 | -0.0067 | -1.6683 | -0.013 | -3.237 | -0.0067 | -1.6683
831 | [37 empty] | 0 | 0 | 0.1 | [39 empty] | #REF! | [12 empty] | #N/A | 0 | 0 | 0 | -0.0047 | -1.1703 | 0.0032 | 0.7968 | -0.0027 | -0.6723 | 0.0012 | 0.2988 | 0.0146 | 3.6354 | -0.013 | -3.237 | -0.0067 | -1.6683 | -0.013 | -3.237 | -0.0067 | -1.6683
832 | [37 empty] | 0 | 0 | 0.1 | [39 empty] | #REF! | [12 empty] | #N/A | 0 | 0 | 0 | -0.0047 | -1.1703 | 0.0032 | 0.7968 | -0.0027 | -0.6723 | 0.0012 | 0.2988 | 0.0146 | 3.6354 | -0.013 | -3.237 | -0.0067 | -1.6683 | -0.013 | -3.237 | -0.0067 | -1.6683
833 | [37 empty] | 0 | 0 | 0.1 | [39 empty] | #REF! | [12 empty] | #N/A | 0 | 0 | 0 | -0.0047 | -1.1703 | 0.0032 | 0.7968 | -0.0027 | -0.6723 | 0.0012 | 0.2988 | 0.0146 | 3.6354 | -0.013 | -3.237 | -0.0067 | -1.6683 | -0.013 | -3.237 | -0.0067 | -1.6683
834 | [37 empty] | 0 | 0 | 0.1 | [39 empty] | #REF! | [12 empty] | #N/A | 0 | 0 | 0 | -0.0047 | -1.1703 | 0.0032 | 0.7968 | -0.0027 | -0.6723 | 0.0012 | 0.2988 | 0.0146 | 3.6354 | -0.013 | -3.237 | -0.0067 | -1.6683 | -0.013 | -3.237 | -0.0067 | -1.6683
835 | [37 empty] | 0 | 0 | 0.1 | [39 empty] | #REF! | [12 empty] | #N/A | 0 | 0 | 0 | -0.0047 | -1.1703 | 0.0032 | 0.7968 | -0.0027 | -0.6723 | 0.0012 | 0.2988 | 0.0146 | 3.6354 | -0.013 | -3.237 | -0.0067 | -1.6683 | -0.013 | -3.237 | -0.0067 | -1.6683
836 | [37 empty] | 0 | 0 | 0.1 | [39 empty] | #REF! | [12 empty] | #N/A | 0 | 0 | 0 | -0.0047 | -1.1703 | 0.0032 | 0.7968 | -0.0027 | -0.6723 | 0.0012 | 0.2988 | 0.0146 | 3.6354 | -0.013 | -3.237 | -0.0067 | -1.6683 | -0.013 | -3.237 | -0.0067 | -1.6683
837 | [37 empty] | 0 | 0 | 0.1 | [39 empty] | #REF! | [12 empty] | #N/A | 0 | 0 | 0 | -0.0047 | -1.1703 | 0.0032 | 0.7968 | -0.0027 | -0.6723 | 0.0012 | 0.2988 | 0.0146 | 3.6354 | -0.013 | -3.237 | -0.0067 | -1.6683 | -0.013 | -3.237 | -0.0067 | -1.6683
838 | [37 empty] | 0 | 0 | 0.1 | [39 empty] | #REF! | [12 empty] | #N/A | 0 | 0 | 0 | -0.0047 | -1.1703 | 0.0032 | 0.7968 | -0.0027 | -0.6723 | 0.0012 | 0.2988 | 0.0146 | 3.6354 | -0.013 | -3.237 | -0.0067 | -1.6683 | -0.013 | -3.237 | -0.0067 | -1.6683
839 | [37 empty] | 0 | 0 | 0.1 | [39 empty] | #REF! | [12 empty] | #N/A | 0 | 0 | 0 | -0.0047 | -1.1703 | 0.0032 | 0.7968 | -0.0027 | -0.6723 | 0.0012 | 0.2988 | 0.0146 | 3.6354 | -0.013 | -3.237 | -0.0067 | -1.6683 | -0.013 | -3.237 | -0.0067 | -1.6683
840 | [37 empty] | 0 | 0 | 0.1 | [39 empty] | #REF! | [12 empty] | #N/A | 0 | 0 | 0 | -0.0047 | -1.1703 | 0.0032 | 0.7968 | -0.0027 | -0.6723 | 0.0012 | 0.2988 | 0.0146 | 3.6354 | -0.013 | -3.237 | -0.0067 | -1.6683 | -0.013 | -3.237 | -0.0067 | -1.6683
841 | [37 empty] | 0 | 0 | 0.1 | [39 empty] | #REF! | [12 empty] | #N/A | 0 | 0 | 0 | -0.0047 | -1.1703 | 0.0032 | 0.7968 | -0.0027 | -0.6723 | 0.0012 | 0.2988 | 0.0146 | 3.6354 | -0.013 | -3.237 | -0.0067 | -1.6683 | -0.013 | -3.237 | -0.0067 | -1.6683
842 | [37 empty] | 0 | 0 | 0.1 | [39 empty] | #REF! | [12 empty] | #N/A | 0 | 0 | 0 | -0.0047 | -1.1703 | 0.0032 | 0.7968 | -0.0027 | -0.6723 | 0.0012 | 0.2988 | 0.0146 | 3.6354 | -0.013 | -3.237 | -0.0067 | -1.6683 | -0.013 | -3.237 | -0.0067 | -1.6683
843 | [37 empty] | 0 | 0 | 0.1 | [39 empty] | #REF! | [12 empty] | #N/A | 0 | 0 | 0 | -0.0047 | -1.1703 | 0.0032 | 0.7968 | -0.0027 | -0.6723 | 0.0012 | 0.2988 | 0.0146 | 3.6354 | -0.013 | -3.237 | -0.0067 | -1.6683 | -0.013 | -3.237 | -0.0067 | -1.6683
844 | [37 empty] | 0 | 0 | 0.1 | [39 empty] | #REF! | [12 empty] | #N/A | 0 | 0 | 0 | -0.0047 | -1.1703 | 0.0032 | 0.7968 | -0.0027 | -0.6723 | 0.0012 | 0.2988 | 0.0146 | 3.6354 | -0.013 | -3.237 | -0.0067 | -1.6683 | -0.013 | -3.237 | -0.0067 | -1.6683
845 | [37 empty] | 0 | 0 | 0.1 | [39 empty] | #REF! | [12 empty] | #N/A | 0 | 0 | 0 | -0.0047 | -1.1703 | 0.0032 | 0.7968 | -0.0027 | -0.6723 | 0.0012 | 0.2988 | 0.0146 | 3.6354 | -0.013 | -3.237 | -0.0067 | -1.6683 | -0.013 | -3.237 | -0.0067 | -1.6683
846 | [37 empty] | 0 | 0 | 0.1 | [39 empty] | #REF! | [12 empty] | #N/A | 0 | 0 | 0 | -0.0047 | -1.1703 | 0.0032 | 0.7968 | -0.0027 | -0.6723 | 0.0012 | 0.2988 | 0.0146 | 3.6354 | -0.013 | -3.237 | -0.0067 | -1.6683 | -0.013 | -3.237 | -0.0067 | -1.6683
847 | [37 empty] | 0 | 0 | 0.1 | [39 empty] | #REF! | [12 empty] | #N/A | 0 | 0 | 0 | -0.0047 | -1.1703 | 0.0032 | 0.7968 | -0.0027 | -0.6723 | 0.0012 | 0.2988 | 0.0146 | 3.6354 | -0.013 | -3.237 | -0.0067 | -1.6683 | -0.013 | -3.237 | -0.0067 | -1.6683
848 | [37 empty] | 0 | 0 | 0.1 | [39 empty] | #REF! | [12 empty] | #N/A | 0 | 0 | 0 | -0.0047 | -1.1703 | 0.0032 | 0.7968 | -0.0027 | -0.6723 | 0.0012 | 0.2988 | 0.0146 | 3.6354 | -0.013 | -3.237 | -0.0067 | -1.6683 | -0.013 | -3.237 | -0.0067 | -1.6683
849 | [37 empty] | 0 | 0 | 0.1 | [39 empty] | #REF! | [12 empty] | #N/A | 0 | 0 | 0 | -0.0047 | -1.1703 | 0.0032 | 0.7968 | -0.0027 | -0.6723 | 0.0012 | 0.2988 | 0.0146 | 3.6354 | -0.013 | -3.237 | -0.0067 | -1.6683 | -0.013 | -3.237 | -0.0067 | -1.6683
850 | [37 empty] | 0 | 0 | 0.1 | [39 empty] | #REF! | [12 empty] | #N/A | 0 | 0 | 0 | -0.0047 | -1.1703 | 0.0032 | 0.7968 | -0.0027 | -0.6723 | 0.0012 | 0.2988 | 0.0146 | 3.6354 | -0.013 | -3.237 | -0.0067 | -1.6683 | -0.013 | -3.237 | -0.0067 | -1.6683
851 | [37 empty] | 0 | 0 | 0.1 | [39 empty] | #REF! | [12 empty] | #N/A | 0 | 0 | 0 | -0.0047 | -1.1703 | 0.0032 | 0.7968 | -0.0027 | -0.6723 | 0.0012 | 0.2988 | 0.0146 | 3.6354 | -0.013 | -3.237 | -0.0067 | -1.6683 | -0.013 | -3.237 | -0.0067 | -1.6683
852 | [37 empty] | 0 | 0 | 0.1 | [39 empty] | #REF! | [12 empty] | #N/A | 0 | 0 | 0 | -0.0047 | -1.1703 | 0.0032 | 0.7968 | -0.0027 | -0.6723 | 0.0012 | 0.2988 | 0.0146 | 3.6354 | -0.013 | -3.237 | -0.0067 | -1.6683 | -0.013 | -3.237 | -0.0067 | -1.6683
853 | [37 empty] | 0 | 0 | 0.1 | [39 empty] | #REF! | [12 empty] | #N/A | 0 | 0 | 0 | -0.0047 | -1.1703 | 0.0032 | 0.7968 | -0.0027 | -0.6723 | 0.0012 | 0.2988 | 0.0146 | 3.6354 | -0.013 | -3.237 | -0.0067 | -1.6683 | -0.013 | -3.237 | -0.0067 | -1.6683
854 | [37 empty] | 0 | 0 | 0.1 | [39 empty] | #REF! | [12 empty] | #N/A | 0 | 0 | 0 | -0.0047 | -1.1703 | 0.0032 | 0.7968 | -0.0027 | -0.6723 | 0.0012 | 0.2988 | 0.0146 | 3.6354 | -0.013 | -3.237 | -0.0067 | -1.6683 | -0.013 | -3.237 | -0.0067 | -1.6683
855 | [37 empty] | 0 | 0 | 0.1 | [39 empty] | #REF! | [12 empty] | #N/A | 0 | 0 | 0 | -0.0047 | -1.1703 | 0.0032 | 0.7968 | -0.0027 | -0.6723 | 0.0012 | 0.2988 | 0.0146 | 3.6354 | -0.013 | -3.237 | -0.0067 | -1.6683 | -0.013 | -3.237 | -0.0067 | -1.6683
856 | [37 empty] | 0 | 0 | 0.1 | [39 empty] | #REF! | [12 empty] | #N/A | 0 | 0 | 0 | -0.0047 | -1.1703 | 0.0032 | 0.7968 | -0.0027 | -0.6723 | 0.0012 | 0.2988 | 0.0146 | 3.6354 | -0.013 | -3.237 | -0.0067 | -1.6683 | -0.013 | -3.237 | -0.0067 | -1.6683
857 | [37 empty] | 0 | 0 | 0.1 | [39 empty] | #REF! | [12 empty] | #N/A | 0 | 0 | 0 | -0.0047 | -1.1703 | 0.0032 | 0.7968 | -0.0027 | -0.6723 | 0.0012 | 0.2988 | 0.0146 | 3.6354 | -0.013 | -3.237 | -0.0067 | -1.6683 | -0.013 | -3.237 | -0.0067 | -1.6683
858 | [37 empty] | 0 | 0 | 0.1 | [39 empty] | #REF! | [12 empty] | #N/A | 0 | 0 | 0 | -0.0047 | -1.1703 | 0.0032 | 0.7968 | -0.0027 | -0.6723 | 0.0012 | 0.2988 | 0.0146 | 3.6354 | -0.013 | -3.237 | -0.0067 | -1.6683 | -0.013 | -3.237 | -0.0067 | -1.6683
859 | [37 empty] | 0 | 0 | 0.1 | [39 empty] | #REF! | [12 empty] | #N/A | 0 | 0 | 0 | -0.0047 | -1.1703 | 0.0032 | 0.7968 | -0.0027 | -0.6723 | 0.0012 | 0.2988 | 0.0146 | 3.6354 | -0.013 | -3.237 | -0.0067 | -1.6683 | -0.013 | -3.237 | -0.0067 | -1.6683
860 | [37 empty] | 0 | 0 | 0.1 | [39 empty] | #REF! | [12 empty] | #N/A | 0 | 0 | 0 | -0.0047 | -1.1703 | 0.0032 | 0.7968 | -0.0027 | -0.6723 | 0.0012 | 0.2988 | 0.0146 | 3.6354 | -0.013 | -3.237 | -0.0067 | -1.6683 | -0.013 | -3.237 | -0.0067 | -1.6683
861 | [37 empty] | 0 | 0 | 0.1 | [39 empty] | #REF! | [12 empty] | #N/A | 0 | 0 | 0 | -0.0047 | -1.1703 | 0.0032 | 0.7968 | -0.0027 | -0.6723 | 0.0012 | 0.2988 | 0.0146 | 3.6354 | -0.013 | -3.237 | -0.0067 | -1.6683 | -0.013 | -3.237 | -0.0067 | -1.6683
862 | [37 empty] | 0 | 0 | 0.1 | [39 empty] | #REF! | [12 empty] | #N/A | 0 | 0 | 0 | -0.0047 | -1.1703 | 0.0032 | 0.7968 | -0.0027 | -0.6723 | 0.0012 | 0.2988 | 0.0146 | 3.6354 | -0.013 | -3.237 | -0.0067 | -1.6683 | -0.013 | -3.237 | -0.0067 | -1.6683
863 | [37 empty] | 0 | 0 | 0.1 | [39 empty] | #REF! | [12 empty] | #N/A | 0 | 0 | 0 | -0.0047 | -1.1703 | 0.0032 | 0.7968 | -0.0027 | -0.6723 | 0.0012 | 0.2988 | 0.0146 | 3.6354 | -0.013 | -3.237 | -0.0067 | -1.6683 | -0.013 | -3.237 | -0.0067 | -1.6683
864 | [37 empty] | 0 | 0 | 0.1 | [39 empty] | #REF! | [12 empty] | #N/A | 0 | 0 | 0 | -0.0047 | -1.1703 | 0.0032 | 0.7968 | -0.0027 | -0.6723 | 0.0012 | 0.2988 | 0.0146 | 3.6354 | -0.013 | -3.237 | -0.0067 | -1.6683 | -0.013 | -3.237 | -0.0067 | -1.6683
865 | [37 empty] | 0 | 0 | 0.1 | [39 empty] | #REF! | [12 empty] | #N/A | 0 | 0 | 0 | -0.0047 | -1.1703 | 0.0032 | 0.7968 | -0.0027 | -0.6723 | 0.0012 | 0.2988 | 0.0146 | 3.6354 | -0.013 | -3.237 | -0.0067 | -1.6683 | -0.013 | -3.237 | -0.0067 | -1.6683
866 | [37 empty] | 0 | 0 | 0.1 | [39 empty] | #REF! | [12 empty] | #N/A | 0 | 0 | 0 | -0.0047 | -1.1703 | 0.0032 | 0.7968 | -0.0027 | -0.6723 | 0.0012 | 0.2988 | 0.0146 | 3.6354 | -0.013 | -3.237 | -0.0067 | -1.6683 | -0.013 | -3.237 | -0.0067 | -1.6683
867 | [37 empty] | 0 | 0 | 0.1 | [39 empty] | #REF! | [12 empty] | #N/A | 0 | 0 | 0 | -0.0047 | -1.1703 | 0.0032 | 0.7968 | -0.0027 | -0.6723 | 0.0012 | 0.2988 | 0.0146 | 3.6354 | -0.013 | -3.237 | -0.0067 | -1.6683 | -0.013 | -3.237 | -0.0067 | -1.6683
868 | [37 empty] | 0 | 0 | 0.1 | [39 empty] | #REF! | [12 empty] | #N/A | 0 | 0 | 0 | -0.0047 | -1.1703 | 0.0032 | 0.7968 | -0.0027 | -0.6723 | 0.0012 | 0.2988 | 0.0146 | 3.6354 | -0.013 | -3.237 | -0.0067 | -1.6683 | -0.013 | -3.237 | -0.0067 | -1.6683
869 | [37 empty] | 0 | 0 | 0.1 | [39 empty] | #REF! | [12 empty] | #N/A | 0 | 0 | 0 | -0.0047 | -1.1703 | 0.0032 | 0.7968 | -0.0027 | -0.6723 | 0.0012 | 0.2988 | 0.0146 | 3.6354 | -0.013 | -3.237 | -0.0067 | -1.6683 | -0.013 | -3.237 | -0.0067 | -1.6683
870 | [37 empty] | 0 | 0 | 0.1 | [39 empty] | #REF! | [12 empty] | #N/A | 0 | 0 | 0 | -0.0047 | -1.1703 | 0.0032 | 0.7968 | -0.0027 | -0.6723 | 0.0012 | 0.2988 | 0.0146 | 3.6354 | -0.013 | -3.237 | -0.0067 | -1.6683 | -0.013 | -3.237 | -0.0067 | -1.6683
871 | [37 empty] | 0 | 0 | 0.1 | [39 empty] | #REF! | [12 empty] | #N/A | 0 | 0 | 0 | -0.0047 | -1.1703 | 0.0032 | 0.7968 | -0.0027 | -0.6723 | 0.0012 | 0.2988 | 0.0146 | 3.6354 | -0.013 | -3.237 | -0.0067 | -1.6683 | -0.013 | -3.237 | -0.0067 | -1.6683
872 | [37 empty] | 0 | 0 | 0.1 | [39 empty] | #REF! | [12 empty] | #N/A | 0 | 0 | 0 | -0.0047 | -1.1703 | 0.0032 | 0.7968 | -0.0027 | -0.6723 | 0.0012 | 0.2988 | 0.0146 | 3.6354 | -0.013 | -3.237 | -0.0067 | -1.6683 | -0.013 | -3.237 | -0.0067 | -1.6683
873 | [37 empty] | 0 | 0 | 0.1 | [39 empty] | #REF! | [12 empty] | #N/A | 0 | 0 | 0 | -0.0047 | -1.1703 | 0.0032 | 0.7968 | -0.0027 | -0.6723 | 0.0012 | 0.2988 | 0.0146 | 3.6354 | -0.013 | -3.237 | -0.0067 | -1.6683 | -0.013 | -3.237 | -0.0067 | -1.6683
874 | [37 empty] | 0 | 0 | 0.1 | [39 empty] | #REF! | [12 empty] | #N/A | 0 | 0 | 0 | -0.0047 | -1.1703 | 0.0032 | 0.7968 | -0.0027 | -0.6723 | 0.0012 | 0.2988 | 0.0146 | 3.6354 | -0.013 | -3.237 | -0.0067 | -1.6683 | -0.013 | -3.237 | -0.0067 | -1.6683
875 | [37 empty] | 0 | 0 | 0.1 | [39 empty] | #REF! | [12 empty] | #N/A | 0 | 0 | 0 | -0.0047 | -1.1703 | 0.0032 | 0.7968 | -0.0027 | -0.6723 | 0.0012 | 0.2988 | 0.0146 | 3.6354 | -0.013 | -3.237 | -0.0067 | -1.6683 | -0.013 | -3.237 | -0.0067 | -1.6683
876 | [37 empty] | 0 | 0 | 0.1 | [39 empty] | #REF! | [12 empty] | #N/A | 0 | 0 | 0 | -0.0047 | -1.1703 | 0.0032 | 0.7968 | -0.0027 | -0.6723 | 0.0012 | 0.2988 | 0.0146 | 3.6354 | -0.013 | -3.237 | -0.0067 | -1.6683 | -0.013 | -3.237 | -0.0067 | -1.6683
877 | [37 empty] | 0 | 0 | 0.1 | [39 empty] | #REF! | [12 empty] | #N/A | 0 | 0 | 0 | -0.0047 | -1.1703 | 0.0032 | 0.7968 | -0.0027 | -0.6723 | 0.0012 | 0.2988 | 0.0146 | 3.6354 | -0.013 | -3.237 | -0.0067 | -1.6683 | -0.013 | -3.237 | -0.0067 | -1.6683
878 | [37 empty] | 0 | 0 | 0.1 | [39 empty] | #REF! | [12 empty] | #N/A | 0 | 0 | 0 | -0.0047 | -1.1703 | 0.0032 | 0.7968 | -0.0027 | -0.6723 | 0.0012 | 0.2988 | 0.0146 | 3.6354 | -0.013 | -3.237 | -0.0067 | -1.6683 | -0.013 | -3.237 | -0.0067 | -1.6683
879 | [37 empty] | 0 | 0 | 0.1 | [39 empty] | #REF! | [12 empty] | #N/A | 0 | 0 | 0 | -0.0047 | -1.1703 | 0.0032 | 0.7968 | -0.0027 | -0.6723 | 0.0012 | 0.2988 | 0.0146 | 3.6354 | -0.013 | -3.237 | -0.0067 | -1.6683 | -0.013 | -3.237 | -0.0067 | -1.6683
880 | [37 empty] | 0 | 0 | 0.1 | [39 empty] | #REF! | [12 empty] | #N/A | 0 | 0 | 0 | -0.0047 | -1.1703 | 0.0032 | 0.7968 | -0.0027 | -0.6723 | 0.0012 | 0.2988 | 0.0146 | 3.6354 | -0.013 | -3.237 | -0.0067 | -1.6683 | -0.013 | -3.237 | -0.0067 | -1.6683
881 | [37 empty] | 0 | 0 | 0.1 | [39 empty] | #REF! | [12 empty] | #N/A | 0 | 0 | 0 | -0.0047 | -1.1703 | 0.0032 | 0.7968 | -0.0027 | -0.6723 | 0.0012 | 0.2988 | 0.0146 | 3.6354 | -0.013 | -3.237 | -0.0067 | -1.6683 | -0.013 | -3.237 | -0.0067 | -1.6683
882 | [37 empty] | 0 | 0 | 0.1 | [39 empty] | #REF! | [12 empty] | #N/A | 0 | 0 | 0 | -0.0047 | -1.1703 | 0.0032 | 0.7968 | -0.0027 | -0.6723 | 0.0012 | 0.2988 | 0.0146 | 3.6354 | -0.013 | -3.237 | -0.0067 | -1.6683 | -0.013 | -3.237 | -0.0067 | -1.6683
883 | [37 empty] | 0 | 0 | 0.1 | [39 empty] | #REF! | [12 empty] | #N/A | 0 | 0 | 0 | -0.0047 | -1.1703 | 0.0032 | 0.7968 | -0.0027 | -0.6723 | 0.0012 | 0.2988 | 0.0146 | 3.6354 | -0.013 | -3.237 | -0.0067 | -1.6683 | -0.013 | -3.237 | -0.0067 | -1.6683
884 | [37 empty] | 0 | 0 | 0.1 | [39 empty] | #REF! | [12 empty] | #N/A | 0 | 0 | 0 | -0.0047 | -1.1703 | 0.0032 | 0.7968 | -0.0027 | -0.6723 | 0.0012 | 0.2988 | 0.0146 | 3.6354 | -0.013 | -3.237 | -0.0067 | -1.6683 | -0.013 | -3.237 | -0.0067 | -1.6683
885 | [37 empty] | 0 | 0 | 0.1 | [39 empty] | #REF! | [12 empty] | #N/A | 0 | 0 | 0 | -0.0047 | -1.1703 | 0.0032 | 0.7968 | -0.0027 | -0.6723 | 0.0012 | 0.2988 | 0.0146 | 3.6354 | -0.013 | -3.237 | -0.0067 | -1.6683 | -0.013 | -3.237 | -0.0067 | -1.6683
886 | [37 empty] | 0 | 0 | 0.1 | [39 empty] | #REF! | [12 empty] | #N/A | 0 | 0 | 0 | -0.0047 | -1.1703 | 0.0032 | 0.7968 | -0.0027 | -0.6723 | 0.0012 | 0.2988 | 0.0146 | 3.6354 | -0.013 | -3.237 | -0.0067 | -1.6683 | -0.013 | -3.237 | -0.0067 | -1.6683
887 | [37 empty] | 0 | 0 | 0.1 | [39 empty] | #REF! | [12 empty] | #N/A | 0 | 0 | 0 | -0.0047 | -1.1703 | 0.0032 | 0.7968 | -0.0027 | -0.6723 | 0.0012 | 0.2988 | 0.0146 | 3.6354 | -0.013 | -3.237 | -0.0067 | -1.6683 | -0.013 | -3.237 | -0.0067 | -1.6683
888 | [37 empty] | 0 | 0 | 0.1 | [39 empty] | #REF! | [12 empty] | #N/A | 0 | 0 | 0 | -0.0047 | -1.1703 | 0.0032 | 0.7968 | -0.0027 | -0.6723 | 0.0012 | 0.2988 | 0.0146 | 3.6354 | -0.013 | -3.237 | -0.0067 | -1.6683 | -0.013 | -3.237 | -0.0067 | -1.6683
889 | [37 empty] | 0 | 0 | 0.1 | [39 empty] | #REF! | [12 empty] | #N/A | 0 | 0 | 0 | -0.0047 | -1.1703 | 0.0032 | 0.7968 | -0.0027 | -0.6723 | 0.0012 | 0.2988 | 0.0146 | 3.6354 | -0.013 | -3.237 | -0.0067 | -1.6683 | -0.013 | -3.237 | -0.0067 | -1.6683
890 | [37 empty] | 0 | 0 | 0.1 | [39 empty] | #REF! | [12 empty] | #N/A | 0 | 0 | 0 | -0.0047 | -1.1703 | 0.0032 | 0.7968 | -0.0027 | -0.6723 | 0.0012 | 0.2988 | 0.0146 | 3.6354 | -0.013 | -3.237 | -0.0067 | -1.6683 | -0.013 | -3.237 | -0.0067 | -1.6683
891 | [37 empty] | 0 | 0 | 0.1 | [39 empty] | #REF! | [12 empty] | #N/A | 0 | 0 | 0 | -0.0047 | -1.1703 | 0.0032 | 0.7968 | -0.0027 | -0.6723 | 0.0012 | 0.2988 | 0.0146 | 3.6354 | -0.013 | -3.237 | -0.0067 | -1.6683 | -0.013 | -3.237 | -0.0067 | -1.6683
892 | [37 empty] | 0 | 0 | 0.1 | [39 empty] | #REF! | [12 empty] | #N/A | 0 | 0 | 0 | -0.0047 | -1.1703 | 0.0032 | 0.7968 | -0.0027 | -0.6723 | 0.0012 | 0.2988 | 0.0146 | 3.6354 | -0.013 | -3.237 | -0.0067 | -1.6683 | -0.013 | -3.237 | -0.0067 | -1.6683
893 | [37 empty] | 0 | 0 | 0.1 | [39 empty] | #REF! | [12 empty] | #N/A | 0 | 0 | 0 | -0.0047 | -1.1703 | 0.0032 | 0.7968 | -0.0027 | -0.6723 | 0.0012 | 0.2988 | 0.0146 | 3.6354 | -0.013 | -3.237 | -0.0067 | -1.6683 | -0.013 | -3.237 | -0.0067 | -1.6683
894 | [37 empty] | 0 | 0 | 0.1 | [39 empty] | #REF! | [12 empty] | #N/A | 0 | 0 | 0 | -0.0047 | -1.1703 | 0.0032 | 0.7968 | -0.0027 | -0.6723 | 0.0012 | 0.2988 | 0.0146 | 3.6354 | -0.013 | -3.237 | -0.0067 | -1.6683 | -0.013 | -3.237 | -0.0067 | -1.6683
895 | [37 empty] | 0 | 0 | 0.1 | [39 empty] | #REF! | [12 empty] | #N/A | 0 | 0 | 0 | -0.0047 | -1.1703 | 0.0032 | 0.7968 | -0.0027 | -0.6723 | 0.0012 | 0.2988 | 0.0146 | 3.6354 | -0.013 | -3.237 | -0.0067 | -1.6683 | -0.013 | -3.237 | -0.0067 | -1.6683
896 | [37 empty] | 0 | 0 | 0.1 | [39 empty] | #REF! | [12 empty] | #N/A | 0 | 0 | 0 | -0.0047 | -1.1703 | 0.0032 | 0.7968 | -0.0027 | -0.6723 | 0.0012 | 0.2988 | 0.0146 | 3.6354 | -0.013 | -3.237 | -0.0067 | -1.6683 | -0.013 | -3.237 | -0.0067 | -1.6683
897 | [37 empty] | 0 | 0 | 0.1 | [39 empty] | #REF! | [12 empty] | #N/A | 0 | 0 | 0 | -0.0047 | -1.1703 | 0.0032 | 0.7968 | -0.0027 | -0.6723 | 0.0012 | 0.2988 | 0.0146 | 3.6354 | -0.013 | -3.237 | -0.0067 | -1.6683 | -0.013 | -3.237 | -0.0067 | -1.6683
898 | [37 empty] | 0 | 0 | 0.1 | [39 empty] | #REF! | [12 empty] | #N/A | 0 | 0 | 0 | -0.0047 | -1.1703 | 0.0032 | 0.7968 | -0.0027 | -0.6723 | 0.0012 | 0.2988 | 0.0146 | 3.6354 | -0.013 | -3.237 | -0.0067 | -1.6683 | -0.013 | -3.237 | -0.0067 | -1.6683
899 | [37 empty] | 0 | 0 | 0.1 | [39 empty] | #REF! | [12 empty] | #N/A | 0 | 0 | 0 | -0.0047 | -1.1703 | 0.0032 | 0.7968 | -0.0027 | -0.6723 | 0.0012 | 0.2988 | 0.0146 | 3.6354 | -0.013 | -3.237 | -0.0067 | -1.6683 | -0.013 | -3.237 | -0.0067 | -1.6683
900 | [37 empty] | 0 | 0 | 0.1 | [39 empty] | #REF! | [12 empty] | #N/A | 0 | 0 | 0 | -0.0047 | -1.1703 | 0.0032 | 0.7968 | -0.0027 | -0.6723 | 0.0012 | 0.2988 | 0.0146 | 3.6354 | -0.013 | -3.237 | -0.0067 | -1.6683 | -0.013 | -3.237 | -0.0067 | -1.6683
901 | [37 empty] | 0 | 0 | 0.1 | [39 empty] | #REF! | [12 empty] | #N/A | 0 | 0 | 0 | -0.0047 | -1.1703 | 0.0032 | 0.7968 | -0.0027 | -0.6723 | 0.0012 | 0.2988 | 0.0146 | 3.6354 | -0.013 | -3.237 | -0.0067 | -1.6683 | -0.013 | -3.237 | -0.0067 | -1.6683
902 | [37 empty] | 0 | 0 | 0.1 | [39 empty] | #REF! | [12 empty] | #N/A | 0 | 0 | 0 | -0.0047 | -1.1703 | 0.0032 | 0.7968 | -0.0027 | -0.6723 | 0.0012 | 0.2988 | 0.0146 | 3.6354 | -0.013 | -3.237 | -0.0067 | -1.6683 | -0.013 | -3.237 | -0.0067 | -1.6683
903 | [37 empty] | 0 | 0 | 0.1 | [39 empty] | #REF! | [12 empty] | #N/A | 0 | 0 | 0 | -0.0047 | -1.1703 | 0.0032 | 0.7968 | -0.0027 | -0.6723 | 0.0012 | 0.2988 | 0.0146 | 3.6354 | -0.013 | -3.237 | -0.0067 | -1.6683 | -0.013 | -3.237 | -0.0067 | -1.6683
904 | [37 empty] | 0 | 0 | 0.1 | [39 empty] | #REF! | [12 empty] | #N/A | 0 | 0 | 0 | -0.0047 | -1.1703 | 0.0032 | 0.7968 | -0.0027 | -0.6723 | 0.0012 | 0.2988 | 0.0146 | 3.6354 | -0.013 | -3.237 | -0.0067 | -1.6683 | -0.013 | -3.237 | -0.0067 | -1.6683
905 | [37 empty] | 0 | 0 | 0.1 | [39 empty] | #REF! | [12 empty] | #N/A | 0 | 0 | 0 | -0.0047 | -1.1703 | 0.0032 | 0.7968 | -0.0027 | -0.6723 | 0.0012 | 0.2988 | 0.0146 | 3.6354 | -0.013 | -3.237 | -0.0067 | -1.6683 | -0.013 | -3.237 | -0.0067 | -1.6683
906 | [37 empty] | 0 | 0 | 0.1 | [39 empty] | #REF! | [12 empty] | #N/A | 0 | 0 | 0 | -0.0047 | -1.1703 | 0.0032 | 0.7968 | -0.0027 | -0.6723 | 0.0012 | 0.2988 | 0.0146 | 3.6354 | -0.013 | -3.237 | -0.0067 | -1.6683 | -0.013 | -3.237 | -0.0067 | -1.6683
907 | [37 empty] | 0 | 0 | 0.1 | [39 empty] | #REF! | [12 empty] | #N/A | 0 | 0 | 0 | -0.0047 | -1.1703 | 0.0032 | 0.7968 | -0.0027 | -0.6723 | 0.0012 | 0.2988 | 0.0146 | 3.6354 | -0.013 | -3.237 | -0.0067 | -1.6683 | -0.013 | -3.237 | -0.0067 | -1.6683
908 | [37 empty] | 0 | 0 | 0.1 | [39 empty] | #REF! | [12 empty] | #N/A | 0 | 0 | 0 | -0.0047 | -1.1703 | 0.0032 | 0.7968 | -0.0027 | -0.6723 | 0.0012 | 0.2988 | 0.0146 | 3.6354 | -0.013 | -3.237 | -0.0067 | -1.6683 | -0.013 | -3.237 | -0.0067 | -1.6683
909 | [37 empty] | 0 | 0 | 0.1 | [39 empty] | #REF! | [12 empty] | #N/A | 0 | 0 | 0 | -0.0047 | -1.1703 | 0.0032 | 0.7968 | -0.0027 | -0.6723 | 0.0012 | 0.2988 | 0.0146 | 3.6354 | -0.013 | -3.237 | -0.0067 | -1.6683 | -0.013 | -3.237 | -0.0067 | -1.6683
910 | [37 empty] | 0 | 0 | 0.1 | [39 empty] | #REF! | [12 empty] | #N/A | 0 | 0 | 0 | -0.0047 | -1.1703 | 0.0032 | 0.7968 | -0.0027 | -0.6723 | 0.0012 | 0.2988 | 0.0146 | 3.6354 | -0.013 | -3.237 | -0.0067 | -1.6683 | -0.013 | -3.237 | -0.0067 | -1.6683
911 | [37 empty] | 0 | 0 | 0.1 | [39 empty] | #REF! | [12 empty] | #N/A | 0 | 0 | 0 | -0.0047 | -1.1703 | 0.0032 | 0.7968 | -0.0027 | -0.6723 | 0.0012 | 0.2988 | 0.0146 | 3.6354 | -0.013 | -3.237 | -0.0067 | -1.6683 | -0.013 | -3.237 | -0.0067 | -1.6683
912 | [37 empty] | 0 | 0 | 0.1 | [39 empty] | #REF! | [12 empty] | #N/A | 0 | 0 | 0 | -0.0047 | -1.1703 | 0.0032 | 0.7968 | -0.0027 | -0.6723 | 0.0012 | 0.2988 | 0.0146 | 3.6354 | -0.013 | -3.237 | -0.0067 | -1.6683 | -0.013 | -3.237 | -0.0067 | -1.6683
913 | [37 empty] | 0 | 0 | 0.1 | [39 empty] | #REF! | [12 empty] | #N/A | 0 | 0 | 0 | -0.0047 | -1.1703 | 0.0032 | 0.7968 | -0.0027 | -0.6723 | 0.0012 | 0.2988 | 0.0146 | 3.6354 | -0.013 | -3.237 | -0.0067 | -1.6683 | -0.013 | -3.237 | -0.0067 | -1.6683
914 | [37 empty] | 0 | 0 | 0.1 | [39 empty] | #REF! | [12 empty] | #N/A | 0 | 0 | 0 | -0.0047 | -1.1703 | 0.0032 | 0.7968 | -0.0027 | -0.6723 | 0.0012 | 0.2988 | 0.0146 | 3.6354 | -0.013 | -3.237 | -0.0067 | -1.6683 | -0.013 | -3.237 | -0.0067 | -1.6683
915 | [37 empty] | 0 | 0 | 0.1 | [39 empty] | #REF! | [12 empty] | #N/A | 0 | 0 | 0 | -0.0047 | -1.1703 | 0.0032 | 0.7968 | -0.0027 | -0.6723 | 0.0012 | 0.2988 | 0.0146 | 3.6354 | -0.013 | -3.237 | -0.0067 | -1.6683 | -0.013 | -3.237 | -0.0067 | -1.6683
916 | [37 empty] | 0 | 0 | 0.1 | [39 empty] | #REF! | [12 empty] | #N/A | 0 | 0 | 0 | -0.0047 | -1.1703 | 0.0032 | 0.7968 | -0.0027 | -0.6723 | 0.0012 | 0.2988 | 0.0146 | 3.6354 | -0.013 | -3.237 | -0.0067 | -1.6683 | -0.013 | -3.237 | -0.0067 | -1.6683
917 | [37 empty] | 0 | 0 | 0.1 | [39 empty] | #REF! | [12 empty] | #N/A | 0 | 0 | 0 | -0.0047 | -1.1703 | 0.0032 | 0.7968 | -0.0027 | -0.6723 | 0.0012 | 0.2988 | 0.0146 | 3.6354 | -0.013 | -3.237 | -0.0067 | -1.6683 | -0.013 | -3.237 | -0.0067 | -1.6683
918 | [37 empty] | 0 | 0 | 0.1 | [39 empty] | #REF! | [12 empty] | #N/A | 0 | 0 | 0 | -0.0047 | -1.1703 | 0.0032 | 0.7968 | -0.0027 | -0.6723 | 0.0012 | 0.2988 | 0.0146 | 3.6354 | -0.013 | -3.237 | -0.0067 | -1.6683 | -0.013 | -3.237 | -0.0067 | -1.6683
919 | [37 empty] | 0 | 0 | 0.1 | [39 empty] | #REF! | [12 empty] | #N/A | 0 | 0 | 0 | -0.0047 | -1.1703 | 0.0032 | 0.7968 | -0.0027 | -0.6723 | 0.0012 | 0.2988 | 0.0146 | 3.6354 | -0.013 | -3.237 | -0.0067 | -1.6683 | -0.013 | -3.237 | -0.0067 | -1.6683
920 | [37 empty] | 0 | 0 | 0.1 | [39 empty] | #REF! | [12 empty] | #N/A | 0 | 0 | 0 | -0.0047 | -1.1703 | 0.0032 | 0.7968 | -0.0027 | -0.6723 | 0.0012 | 0.2988 | 0.0146 | 3.6354 | -0.013 | -3.237 | -0.0067 | -1.6683 | -0.013 | -3.237 | -0.0067 | -1.6683
921 | [37 empty] | 0 | 0 | 0.1 | [39 empty] | #REF! | [12 empty] | #N/A | 0 | 0 | 0 | -0.0047 | -1.1703 | 0.0032 | 0.7968 | -0.0027 | -0.6723 | 0.0012 | 0.2988 | 0.0146 | 3.6354 | -0.013 | -3.237 | -0.0067 | -1.6683 | -0.013 | -3.237 | -0.0067 | -1.6683
922 | [37 empty] | 0 | 0 | 0.1 | [39 empty] | #REF! | [12 empty] | #N/A | 0 | 0 | 0 | -0.0047 | -1.1703 | 0.0032 | 0.7968 | -0.0027 | -0.6723 | 0.0012 | 0.2988 | 0.0146 | 3.6354 | -0.013 | -3.237 | -0.0067 | -1.6683 | -0.013 | -3.237 | -0.0067 | -1.6683
923 | [37 empty] | 0 | 0 | 0.1 | [39 empty] | #REF! | [12 empty] | #N/A | 0 | 0 | 0 | -0.0047 | -1.1703 | 0.0032 | 0.7968 | -0.0027 | -0.6723 | 0.0012 | 0.2988 | 0.0146 | 3.6354 | -0.013 | -3.237 | -0.0067 | -1.6683 | -0.013 | -3.237 | -0.0067 | -1.6683
924 | [37 empty] | 0 | 0 | 0.1 | [39 empty] | #REF! | [12 empty] | #N/A | 0 | 0 | 0 | -0.0047 | -1.1703 | 0.0032 | 0.7968 | -0.0027 | -0.6723 | 0.0012 | 0.2988 | 0.0146 | 3.6354 | -0.013 | -3.237 | -0.0067 | -1.6683 | -0.013 | -3.237 | -0.0067 | -1.6683
925 | [37 empty] | 0 | 0 | 0.1 | [39 empty] | #REF! | [12 empty] | #N/A | 0 | 0 | 0 | -0.0047 | -1.1703 | 0.0032 | 0.7968 | -0.0027 | -0.6723 | 0.0012 | 0.2988 | 0.0146 | 3.6354 | -0.013 | -3.237 | -0.0067 | -1.6683 | -0.013 | -3.237 | -0.0067 | -1.6683
926 | [37 empty] | 0 | 0 | 0.1 | [39 empty] | #REF! | [12 empty] | #N/A | 0 | 0 | 0 | -0.0047 | -1.1703 | 0.0032 | 0.7968 | -0.0027 | -0.6723 | 0.0012 | 0.2988 | 0.0146 | 3.6354 | -0.013 | -3.237 | -0.0067 | -1.6683 | -0.013 | -3.237 | -0.0067 | -1.6683
927 | [37 empty] | 0 | 0 | 0.1 | [39 empty] | #REF! | [12 empty] | #N/A | 0 | 0 | 0 | -0.0047 | -1.1703 | 0.0032 | 0.7968 | -0.0027 | -0.6723 | 0.0012 | 0.2988 | 0.0146 | 3.6354 | -0.013 | -3.237 | -0.0067 | -1.6683 | -0.013 | -3.237 | -0.0067 | -1.6683
928 | [37 empty] | 0 | 0 | 0.1 | [39 empty] | #REF! | [12 empty] | #N/A | 0 | 0 | 0 | -0.0047 | -1.1703 | 0.0032 | 0.7968 | -0.0027 | -0.6723 | 0.0012 | 0.2988 | 0.0146 | 3.6354 | -0.013 | -3.237 | -0.0067 | -1.6683 | -0.013 | -3.237 | -0.0067 | -1.6683
929 | [37 empty] | 0 | 0 | 0.1 | [39 empty] | #REF! | [12 empty] | #N/A | 0 | 0 | 0 | -0.0047 | -1.1703 | 0.0032 | 0.7968 | -0.0027 | -0.6723 | 0.0012 | 0.2988 | 0.0146 | 3.6354 | -0.013 | -3.237 | -0.0067 | -1.6683 | -0.013 | -3.237 | -0.0067 | -1.6683
930 | [37 empty] | 0 | 0 | 0.1 | [39 empty] | #REF! | [12 empty] | #N/A | 0 | 0 | 0 | -0.0047 | -1.1703 | 0.0032 | 0.7968 | -0.0027 | -0.6723 | 0.0012 | 0.2988 | 0.0146 | 3.6354 | -0.013 | -3.237 | -0.0067 | -1.6683 | -0.013 | -3.237 | -0.0067 | -1.6683
931 | [37 empty] | 0 | 0 | 0.1 | [39 empty] | #REF! | [12 empty] | #N/A | 0 | 0 | 0 | -0.0047 | -1.1703 | 0.0032 | 0.7968 | -0.0027 | -0.6723 | 0.0012 | 0.2988 | 0.0146 | 3.6354 | -0.013 | -3.237 | -0.0067 | -1.6683 | -0.013 | -3.237 | -0.0067 | -1.6683
932 | [37 empty] | 0 | 0 | 0.1 | [39 empty] | #REF! | [12 empty] | #N/A | 0 | 0 | 0 | -0.0047 | -1.1703 | 0.0032 | 0.7968 | -0.0027 | -0.6723 | 0.0012 | 0.2988 | 0.0146 | 3.6354 | -0.013 | -3.237 | -0.0067 | -1.6683 | -0.013 | -3.237 | -0.0067 | -1.6683
933 | [37 empty] | 0 | 0 | 0.1 | [39 empty] | #REF! | [12 empty] | #N/A | 0 | 0 | 0 | -0.0047 | -1.1703 | 0.0032 | 0.7968 | -0.0027 | -0.6723 | 0.0012 | 0.2988 | 0.0146 | 3.6354 | -0.013 | -3.237 | -0.0067 | -1.6683 | -0.013 | -3.237 | -0.0067 | -1.6683
934 | [37 empty] | 0 | 0 | 0.1 | [39 empty] | #REF! | [12 empty] | #N/A | 0 | 0 | 0 | -0.0047 | -1.1703 | 0.0032 | 0.7968 | -0.0027 | -0.6723 | 0.0012 | 0.2988 | 0.0146 | 3.6354 | -0.013 | -3.237 | -0.0067 | -1.6683 | -0.013 | -3.237 | -0.0067 | -1.6683
935 | [37 empty] | 0 | 0 | 0.1 | [39 empty] | #REF! | [12 empty] | #N/A | 0 | 0 | 0 | -0.0047 | -1.1703 | 0.0032 | 0.7968 | -0.0027 | -0.6723 | 0.0012 | 0.2988 | 0.0146 | 3.6354 | -0.013 | -3.237 | -0.0067 | -1.6683 | -0.013 | -3.237 | -0.0067 | -1.6683
936 | [37 empty] | 0 | 0 | 0.1 | [39 empty] | #REF! | [12 empty] | #N/A | 0 | 0 | 0 | -0.0047 | -1.1703 | 0.0032 | 0.7968 | -0.0027 | -0.6723 | 0.0012 | 0.2988 | 0.0146 | 3.6354 | -0.013 | -3.237 | -0.0067 | -1.6683 | -0.013 | -3.237 | -0.0067 | -1.6683
937 | [37 empty] | 0 | 0 | 0.1 | [39 empty] | #REF! | [12 empty] | #N/A | 0 | 0 | 0 | -0.0047 | -1.1703 | 0.0032 | 0.7968 | -0.0027 | -0.6723 | 0.0012 | 0.2988 | 0.0146 | 3.6354 | -0.013 | -3.237 | -0.0067 | -1.6683 | -0.013 | -3.237 | -0.0067 | -1.6683
938 | [37 empty] | 0 | 0 | 0.1 | [39 empty] | #REF! | [12 empty] | #N/A | 0 | 0 | 0 | -0.0047 | -1.1703 | 0.0032 | 0.7968 | -0.0027 | -0.6723 | 0.0012 | 0.2988 | 0.0146 | 3.6354 | -0.013 | -3.237 | -0.0067 | -1.6683 | -0.013 | -3.237 | -0.0067 | -1.6683
939 | [37 empty] | 0 | 0 | 0.1 | [39 empty] | #REF! | [12 empty] | #N/A | 0 | 0 | 0 | -0.0047 | -1.1703 | 0.0032 | 0.7968 | -0.0027 | -0.6723 | 0.0012 | 0.2988 | 0.0146 | 3.6354 | -0.013 | -3.237 | -0.0067 | -1.6683 | -0.013 | -3.237 | -0.0067 | -1.6683
940 | [37 empty] | 0 | 0 | 0.1 | [39 empty] | #REF! | [12 empty] | #N/A | 0 | 0 | 0 | -0.0047 | -1.1703 | 0.0032 | 0.7968 | -0.0027 | -0.6723 | 0.0012 | 0.2988 | 0.0146 | 3.6354 | -0.013 | -3.237 | -0.0067 | -1.6683 | -0.013 | -3.237 | -0.0067 | -1.6683
941 | [37 empty] | 0 | 0 | 0.1 | [39 empty] | #REF! | [12 empty] | #N/A | 0 | 0 | 0 | -0.0047 | -1.1703 | 0.0032 | 0.7968 | -0.0027 | -0.6723 | 0.0012 | 0.2988 | 0.0146 | 3.6354 | -0.013 | -3.237 | -0.0067 | -1.6683 | -0.013 | -3.237 | -0.0067 | -1.6683
942 | [37 empty] | 0 | 0 | 0.1 | [39 empty] | #REF! | [12 empty] | #N/A | 0 | 0 | 0 | -0.0047 | -1.1703 | 0.0032 | 0.7968 | -0.0027 | -0.6723 | 0.0012 | 0.2988 | 0.0146 | 3.6354 | -0.013 | -3.237 | -0.0067 | -1.6683 | -0.013 | -3.237 | -0.0067 | -1.6683
943 | [37 empty] | 0 | 0 | 0.1 | [39 empty] | #REF! | [12 empty] | #N/A | 0 | 0 | 0 | -0.0047 | -1.1703 | 0.0032 | 0.7968 | -0.0027 | -0.6723 | 0.0012 | 0.2988 | 0.0146 | 3.6354 | -0.013 | -3.237 | -0.0067 | -1.6683 | -0.013 | -3.237 | -0.0067 | -1.6683
944 | [37 empty] | 0 | 0 | 0.1 | [39 empty] | #REF! | [12 empty] | #N/A | 0 | 0 | 0 | -0.0047 | -1.1703 | 0.0032 | 0.7968 | -0.0027 | -0.6723 | 0.0012 | 0.2988 | 0.0146 | 3.6354 | -0.013 | -3.237 | -0.0067 | -1.6683 | -0.013 | -3.237 | -0.0067 | -1.6683
945 | [37 empty] | 0 | 0 | 0.1 | [39 empty] | #REF! | [12 empty] | #N/A | 0 | 0 | 0 | -0.0047 | -1.1703 | 0.0032 | 0.7968 | -0.0027 | -0.6723 | 0.0012 | 0.2988 | 0.0146 | 3.6354 | -0.013 | -3.237 | -0.0067 | -1.6683 | -0.013 | -3.237 | -0.0067 | -1.6683
946 | [37 empty] | 0 | 0 | 0.1 | [39 empty] | #REF! | [12 empty] | #N/A | 0 | 0 | 0 | -0.0047 | -1.1703 | 0.0032 | 0.7968 | -0.0027 | -0.6723 | 0.0012 | 0.2988 | 0.0146 | 3.6354 | -0.013 | -3.237 | -0.0067 | -1.6683 | -0.013 | -3.237 | -0.0067 | -1.6683
947 | [37 empty] | 0 | 0 | 0.1 | [39 empty] | #REF! | [12 empty] | #N/A | 0 | 0 | 0 | -0.0047 | -1.1703 | 0.0032 | 0.7968 | -0.0027 | -0.6723 | 0.0012 | 0.2988 | 0.0146 | 3.6354 | -0.013 | -3.237 | -0.0067 | -1.6683 | -0.013 | -3.237 | -0.0067 | -1.6683
948 | [37 empty] | 0 | 0 | 0.1 | [39 empty] | #REF! | [12 empty] | #N/A | 0 | 0 | 0 | -0.0047 | -1.1703 | 0.0032 | 0.7968 | -0.0027 | -0.6723 | 0.0012 | 0.2988 | 0.0146 | 3.6354 | -0.013 | -3.237 | -0.0067 | -1.6683 | -0.013 | -3.237 | -0.0067 | -1.6683
949 | [37 empty] | 0 | 0 | 0.1 | [39 empty] | #REF! | [12 empty] | #N/A | 0 | 0 | 0 | -0.0047 | -1.1703 | 0.0032 | 0.7968 | -0.0027 | -0.6723 | 0.0012 | 0.2988 | 0.0146 | 3.6354 | -0.013 | -3.237 | -0.0067 | -1.6683 | -0.013 | -3.237 | -0.0067 | -1.6683
950 | [37 empty] | 0 | 0 | 0.1 | [39 empty] | #REF! | [12 empty] | #N/A | 0 | 0 | 0 | -0.0047 | -1.1703 | 0.0032 | 0.7968 | -0.0027 | -0.6723 | 0.0012 | 0.2988 | 0.0146 | 3.6354 | -0.013 | -3.237 | -0.0067 | -1.6683 | -0.013 | -3.237 | -0.0067 | -1.6683
951 | [37 empty] | 0 | 0 | 0.1 | [39 empty] | #REF! | [12 empty] | #N/A | 0 | 0 | 0 | -0.0047 | -1.1703 | 0.0032 | 0.7968 | -0.0027 | -0.6723 | 0.0012 | 0.2988 | 0.0146 | 3.6354 | -0.013 | -3.237 | -0.0067 | -1.6683 | -0.013 | -3.237 | -0.0067 | -1.6683
952 | [37 empty] | 0 | 0 | 0.1 | [39 empty] | #REF! | [12 empty] | #N/A | 0 | 0 | 0 | -0.0047 | -1.1703 | 0.0032 | 0.7968 | -0.0027 | -0.6723 | 0.0012 | 0.2988 | 0.0146 | 3.6354 | -0.013 | -3.237 | -0.0067 | -1.6683 | -0.013 | -3.237 | -0.0067 | -1.6683
953 | [37 empty] | 0 | 0 | 0.1 | [39 empty] | #REF! | [12 empty] | #N/A | 0 | 0 | 0 | -0.0047 | -1.1703 | 0.0032 | 0.7968 | -0.0027 | -0.6723 | 0.0012 | 0.2988 | 0.0146 | 3.6354 | -0.013 | -3.237 | -0.0067 | -1.6683 | -0.013 | -3.237 | -0.0067 | -1.6683
954 | [37 empty] | 0 | 0 | 0.1 | [39 empty] | #REF! | [12 empty] | #N/A | 0 | 0 | 0 | -0.0047 | -1.1703 | 0.0032 | 0.7968 | -0.0027 | -0.6723 | 0.0012 | 0.2988 | 0.0146 | 3.6354 | -0.013 | -3.237 | -0.0067 | -1.6683 | -0.013 | -3.237 | -0.0067 | -1.6683
955 | [37 empty] | 0 | 0 | 0.1 | [39 empty] | #REF! | [12 empty] | #N/A | 0 | 0 | 0 | -0.0047 | -1.1703 | 0.0032 | 0.7968 | -0.0027 | -0.6723 | 0.0012 | 0.2988 | 0.0146 | 3.6354 | -0.013 | -3.237 | -0.0067 | -1.6683 | -0.013 | -3.237 | -0.0067 | -1.6683
956 | [37 empty] | 0 | 0 | 0.1 | [39 empty] | #REF! | [12 empty] | #N/A | 0 | 0 | 0 | -0.0047 | -1.1703 | 0.0032 | 0.7968 | -0.0027 | -0.6723 | 0.0012 | 0.2988 | 0.0146 | 3.6354 | -0.013 | -3.237 | -0.0067 | -1.6683 | -0.013 | -3.237 | -0.0067 | -1.6683
957 | [37 empty] | 0 | 0 | 0.1 | [39 empty] | #REF! | [12 empty] | #N/A | 0 | 0 | 0 | -0.0047 | -1.1703 | 0.0032 | 0.7968 | -0.0027 | -0.6723 | 0.0012 | 0.2988 | 0.0146 | 3.6354 | -0.013 | -3.237 | -0.0067 | -1.6683 | -0.013 | -3.237 | -0.0067 | -1.6683
958 | [37 empty] | 0 | 0 | 0.1 | [39 empty] | #REF! | [12 empty] | #N/A | 0 | 0 | 0 | -0.0047 | -1.1703 | 0.0032 | 0.7968 | -0.0027 | -0.6723 | 0.0012 | 0.2988 | 0.0146 | 3.6354 | -0.013 | -3.237 | -0.0067 | -1.6683 | -0.013 | -3.237 | -0.0067 | -1.6683
959 | [37 empty] | 0 | 0 | 0.1 | [39 empty] | #REF! | [12 empty] | #N/A | 0 | 0 | 0 | -0.0047 | -1.1703 | 0.0032 | 0.7968 | -0.0027 | -0.6723 | 0.0012 | 0.2988 | 0.0146 | 3.6354 | -0.013 | -3.237 | -0.0067 | -1.6683 | -0.013 | -3.237 | -0.0067 | -1.6683
960 | [37 empty] | 0 | 0 | 0.1 | [39 empty] | #REF! | [12 empty] | #N/A | 0 | 0 | 0 | -0.0047 | -1.1703 | 0.0032 | 0.7968 | -0.0027 | -0.6723 | 0.0012 | 0.2988 | 0.0146 | 3.6354 | -0.013 | -3.237 | -0.0067 | -1.6683 | -0.013 | -3.237 | -0.0067 | -1.6683
961 | [37 empty] | 0 | 0 | 0.1 | [39 empty] | #REF! | [12 empty] | #N/A | 0 | 0 | 0 | -0.0047 | -1.1703 | 0.0032 | 0.7968 | -0.0027 | -0.6723 | 0.0012 | 0.2988 | 0.0146 | 3.6354 | -0.013 | -3.237 | -0.0067 | -1.6683 | -0.013 | -3.237 | -0.0067 | -1.6683
962 | [37 empty] | 0 | 0 | 0.1 | [39 empty] | #REF! | [12 empty] | #N/A | 0 | 0 | 0 | -0.0047 | -1.1703 | 0.0032 | 0.7968 | -0.0027 | -0.6723 | 0.0012 | 0.2988 | 0.0146 | 3.6354 | -0.013 | -3.237 | -0.0067 | -1.6683 | -0.013 | -3.237 | -0.0067 | -1.6683
963 | [37 empty] | 0 | 0 | 0.1 | [39 empty] | #REF! | [12 empty] | #N/A | 0 | 0 | 0 | -0.0047 | -1.1703 | 0.0032 | 0.7968 | -0.0027 | -0.6723 | 0.0012 | 0.2988 | 0.0146 | 3.6354 | -0.013 | -3.237 | -0.0067 | -1.6683 | -0.013 | -3.237 | -0.0067 | -1.6683
964 | [37 empty] | 0 | 0 | 0.1 | [39 empty] | #REF! | [12 empty] | #N/A | 0 | 0 | 0 | -0.0047 | -1.1703 | 0.0032 | 0.7968 | -0.0027 | -0.6723 | 0.0012 | 0.2988 | 0.0146 | 3.6354 | -0.013 | -3.237 | -0.0067 | -1.6683 | -0.013 | -3.237 | -0.0067 | -1.6683
965 | [37 empty] | 0 | 0 | 0.1 | [39 empty] | #REF! | [12 empty] | #N/A | 0 | 0 | 0 | -0.0047 | -1.1703 | 0.0032 | 0.7968 | -0.0027 | -0.6723 | 0.0012 | 0.2988 | 0.0146 | 3.6354 | -0.013 | -3.237 | -0.0067 | -1.6683 | -0.013 | -3.237 | -0.0067 | -1.6683
966 | [37 empty] | 0 | 0 | 0.1 | [39 empty] | #REF! | [12 empty] | #N/A | 0 | 0 | 0 | -0.0047 | -1.1703 | 0.0032 | 0.7968 | -0.0027 | -0.6723 | 0.0012 | 0.2988 | 0.0146 | 3.6354 | -0.013 | -3.237 | -0.0067 | -1.6683 | -0.013 | -3.237 | -0.0067 | -1.6683
967 | [37 empty] | 0 | 0 | 0.1 | [39 empty] | #REF! | [12 empty] | #N/A | 0 | 0 | 0 | -0.0047 | -1.1703 | 0.0032 | 0.7968 | -0.0027 | -0.6723 | 0.0012 | 0.2988 | 0.0146 | 3.6354 | -0.013 | -3.237 | -0.0067 | -1.6683 | -0.013 | -3.237 | -0.0067 | -1.6683
968 | [37 empty] | 0 | 0 | 0.1 | [39 empty] | #REF! | [12 empty] | #N/A | 0 | 0 | 0 | -0.0047 | -1.1703 | 0.0032 | 0.7968 | -0.0027 | -0.6723 | 0.0012 | 0.2988 | 0.0146 | 3.6354 | -0.013 | -3.237 | -0.0067 | -1.6683 | -0.013 | -3.237 | -0.0067 | -1.6683
969 | [37 empty] | 0 | 0 | 0.1 | [39 empty] | #REF! | [12 empty] | #N/A | 0 | 0 | 0 | -0.0047 | -1.1703 | 0.0032 | 0.7968 | -0.0027 | -0.6723 | 0.0012 | 0.2988 | 0.0146 | 3.6354 | -0.013 | -3.237 | -0.0067 | -1.6683 | -0.013 | -3.237 | -0.0067 | -1.6683
970 | [37 empty] | 0 | 0 | 0.1 | [39 empty] | #REF! | [12 empty] | #N/A | 0 | 0 | 0 | -0.0047 | -1.1703 | 0.0032 | 0.7968 | -0.0027 | -0.6723 | 0.0012 | 0.2988 | 0.0146 | 3.6354 | -0.013 | -3.237 | -0.0067 | -1.6683 | -0.013 | -3.237 | -0.0067 | -1.6683
971 | [37 empty] | 0 | 0 | 0.1 | [39 empty] | #REF! | [12 empty] | #N/A | 0 | 0 | 0 | -0.0047 | -1.1703 | 0.0032 | 0.7968 | -0.0027 | -0.6723 | 0.0012 | 0.2988 | 0.0146 | 3.6354 | -0.013 | -3.237 | -0.0067 | -1.6683 | -0.013 | -3.237 | -0.0067 | -1.6683
972 | [37 empty] | 0 | 0 | 0.1 | [39 empty] | #REF! | [12 empty] | #N/A | 0 | 0 | 0 | -0.0047 | -1.1703 | 0.0032 | 0.7968 | -0.0027 | -0.6723 | 0.0012 | 0.2988 | 0.0146 | 3.6354 | -0.013 | -3.237 | -0.0067 | -1.6683 | -0.013 | -3.237 | -0.0067 | -1.6683
973 | [37 empty] | 0 | 0 | 0.1 | [39 empty] | #REF! | [12 empty] | #N/A | 0 | 0 | 0 | -0.0047 | -1.1703 | 0.0032 | 0.7968 | -0.0027 | -0.6723 | 0.0012 | 0.2988 | 0.0146 | 3.6354 | -0.013 | -3.237 | -0.0067 | -1.6683 | -0.013 | -3.237 | -0.0067 | -1.6683
974 | [37 empty] | 0 | 0 | 0.1 | [39 empty] | #REF! | [12 empty] | #N/A | 0 | 0 | 0 | -0.0047 | -1.1703 | 0.0032 | 0.7968 | -0.0027 | -0.6723 | 0.0012 | 0.2988 | 0.0146 | 3.6354 | -0.013 | -3.237 | -0.0067 | -1.6683 | -0.013 | -3.237 | -0.0067 | -1.6683
975 | [37 empty] | 0 | 0 | 0.1 | [39 empty] | #REF! | [12 empty] | #N/A | 0 | 0 | 0 | -0.0047 | -1.1703 | 0.0032 | 0.7968 | -0.0027 | -0.6723 | 0.0012 | 0.2988 | 0.0146 | 3.6354 | -0.013 | -3.237 | -0.0067 | -1.6683 | -0.013 | -3.237 | -0.0067 | -1.6683
976 | [37 empty] | 0 | 0 | 0.1 | [39 empty] | #REF! | [12 empty] | #N/A | 0 | 0 | 0 | -0.0047 | -1.1703 | 0.0032 | 0.7968 | -0.0027 | -0.6723 | 0.0012 | 0.2988 | 0.0146 | 3.6354 | -0.013 | -3.237 | -0.0067 | -1.6683 | -0.013 | -3.237 | -0.0067 | -1.6683
977 | [37 empty] | 0 | 0 | 0.1 | [39 empty] | #REF! | [12 empty] | #N/A | 0 | 0 | 0 | -0.0047 | -1.1703 | 0.0032 | 0.7968 | -0.0027 | -0.6723 | 0.0012 | 0.2988 | 0.0146 | 3.6354 | -0.013 | -3.237 | -0.0067 | -1.6683 | -0.013 | -3.237 | -0.0067 | -1.6683
978 | [37 empty] | 0 | 0 | 0.1 | [39 empty] | #REF! | [12 empty] | #N/A | 0 | 0 | 0 | -0.0047 | -1.1703 | 0.0032 | 0.7968 | -0.0027 | -0.6723 | 0.0012 | 0.2988 | 0.0146 | 3.6354 | -0.013 | -3.237 | -0.0067 | -1.6683 | -0.013 | -3.237 | -0.0067 | -1.6683
979 | [37 empty] | 0 | 0 | 0.1 | [39 empty] | #REF! | [12 empty] | #N/A | 0 | 0 | 0 | -0.0047 | -1.1703 | 0.0032 | 0.7968 | -0.0027 | -0.6723 | 0.0012 | 0.2988 | 0.0146 | 3.6354 | -0.013 | -3.237 | -0.0067 | -1.6683 | -0.013 | -3.237 | -0.0067 | -1.6683
980 | [37 empty] | 0 | 0 | 0.1 | [39 empty] | #REF! | [12 empty] | #N/A | 0 | 0 | 0 | -0.0047 | -1.1703 | 0.0032 | 0.7968 | -0.0027 | -0.6723 | 0.0012 | 0.2988 | 0.0146 | 3.6354 | -0.013 | -3.237 | -0.0067 | -1.6683 | -0.013 | -3.237 | -0.0067 | -1.6683
981 | [37 empty] | 0 | 0 | 0.1 | [39 empty] | #REF! | [12 empty] | #N/A | 0 | 0 | 0 | -0.0047 | -1.1703 | 0.0032 | 0.7968 | -0.0027 | -0.6723 | 0.0012 | 0.2988 | 0.0146 | 3.6354 | -0.013 | -3.237 | -0.0067 | -1.6683 | -0.013 | -3.237 | -0.0067 | -1.6683
982 | [37 empty] | 0 | 0 | 0.1 | [39 empty] | #REF! | [12 empty] | #N/A | 0 | 0 | 0 | -0.0047 | -1.1703 | 0.0032 | 0.7968 | -0.0027 | -0.6723 | 0.0012 | 0.2988 | 0.0146 | 3.6354 | -0.013 | -3.237 | -0.0067 | -1.6683 | -0.013 | -3.237 | -0.0067 | -1.6683
983 | [37 empty] | 0 | 0 | 0.1 | [39 empty] | #REF! | [12 empty] | #N/A | 0 | 0 | 0 | -0.0047 | -1.1703 | 0.0032 | 0.7968 | -0.0027 | -0.6723 | 0.0012 | 0.2988 | 0.0146 | 3.6354 | -0.013 | -3.237 | -0.0067 | -1.6683 | -0.013 | -3.237 | -0.0067 | -1.6683
984 | [37 empty] | 0 | 0 | 0.1 | [39 empty] | #REF! | [12 empty] | #N/A | 0 | 0 | 0 | -0.0047 | -1.1703 | 0.0032 | 0.7968 | -0.0027 | -0.6723 | 0.0012 | 0.2988 | 0.0146 | 3.6354 | -0.013 | -3.237 | -0.0067 | -1.6683 | -0.013 | -3.237 | -0.0067 | -1.6683
985 | [37 empty] | 0 | 0 | 0.1 | [39 empty] | #REF! | [12 empty] | #N/A | 0 | 0 | 0 | -0.0047 | -1.1703 | 0.0032 | 0.7968 | -0.0027 | -0.6723 | 0.0012 | 0.2988 | 0.0146 | 3.6354 | -0.013 | -3.237 | -0.0067 | -1.6683 | -0.013 | -3.237 | -0.0067 | -1.6683
986 | [37 empty] | 0 | 0 | 0.1 | [39 empty] | #REF! | [12 empty] | #N/A | 0 | 0 | 0 | -0.0047 | -1.1703 | 0.0032 | 0.7968 | -0.0027 | -0.6723 | 0.0012 | 0.2988 | 0.0146 | 3.6354 | -0.013 | -3.237 | -0.0067 | -1.6683 | -0.013 | -3.237 | -0.0067 | -1.6683
987 | [37 empty] | 0 | 0 | 0.1 | [39 empty] | #REF! | [12 empty] | #N/A | 0 | 0 | 0 | -0.0047 | -1.1703 | 0.0032 | 0.7968 | -0.0027 | -0.6723 | 0.0012 | 0.2988 | 0.0146 | 3.6354 | -0.013 | -3.237 | -0.0067 | -1.6683 | -0.013 | -3.237 | -0.0067 | -1.6683
988 | [37 empty] | 0 | 0 | 0.1 | [39 empty] | #REF! | [12 empty] | #N/A | 0 | 0 | 0 | -0.0047 | -1.1703 | 0.0032 | 0.7968 | -0.0027 | -0.6723 | 0.0012 | 0.2988 | 0.0146 | 3.6354 | -0.013 | -3.237 | -0.0067 | -1.6683 | -0.013 | -3.237 | -0.0067 | -1.6683
989 | [37 empty] | 0 | 0 | 0.1 | [39 empty] | #REF! | [12 empty] | #N/A | 0 | 0 | 0 | -0.0047 | -1.1703 | 0.0032 | 0.7968 | -0.0027 | -0.6723 | 0.0012 | 0.2988 | 0.0146 | 3.6354 | -0.013 | -3.237 | -0.0067 | -1.6683 | -0.013 | -3.237 | -0.0067 | -1.6683
990 | [37 empty] | 0 | 0 | 0.1 | [39 empty] | #REF! | [12 empty] | #N/A | 0 | 0 | 0 | -0.0047 | -1.1703 | 0.0032 | 0.7968 | -0.0027 | -0.6723 | 0.0012 | 0.2988 | 0.0146 | 3.6354 | -0.013 | -3.237 | -0.0067 | -1.6683 | -0.013 | -3.237 | -0.0067 | -1.6683
991 | [37 empty] | 0 | 0 | 0.1 | [39 empty] | #REF! | [12 empty] | #N/A | 0 | 0 | 0 | -0.0047 | -1.1703 | 0.0032 | 0.7968 | -0.0027 | -0.6723 | 0.0012 | 0.2988 | 0.0146 | 3.6354 | -0.013 | -3.237 | -0.0067 | -1.6683 | -0.013 | -3.237 | -0.0067 | -1.6683
992 | [37 empty] | 0 | 0 | 0.1 | [39 empty] | #REF! | [12 empty] | #N/A | 0 | 0 | 0 | -0.0047 | -1.1703 | 0.0032 | 0.7968 | -0.0027 | -0.6723 | 0.0012 | 0.2988 | 0.0146 | 3.6354 | -0.013 | -3.237 | -0.0067 | -1.6683 | -0.013 | -3.237 | -0.0067 | -1.6683
993 | [37 empty] | 0 | 0 | 0.1 | [39 empty] | #REF! | [12 empty] | #N/A | 0 | 0 | 0 | -0.0047 | -1.1703 | 0.0032 | 0.7968 | -0.0027 | -0.6723 | 0.0012 | 0.2988 | 0.0146 | 3.6354 | -0.013 | -3.237 | -0.0067 | -1.6683 | -0.013 | -3.237 | -0.0067 | -1.6683
994 | [37 empty] | 0 | 0 | 0.1 | [39 empty] | #REF! | [12 empty] | #N/A | 0 | 0 | 0 | -0.0047 | -1.1703 | 0.0032 | 0.7968 | -0.0027 | -0.6723 | 0.0012 | 0.2988 | 0.0146 | 3.6354 | -0.013 | -3.237 | -0.0067 | -1.6683 | -0.013 | -3.237 | -0.0067 | -1.6683
995 | [37 empty] | 0 | 0 | 0.1 | [39 empty] | #REF! | [12 empty] | #N/A | 0 | 0 | 0 | -0.0047 | -1.1703 | 0.0032 | 0.7968 | -0.0027 | -0.6723 | 0.0012 | 0.2988 | 0.0146 | 3.6354 | -0.013 | -3.237 | -0.0067 | -1.6683 | -0.013 | -3.237 | -0.0067 | -1.6683
996 | [37 empty] | 0 | 0 | 0.1 | [39 empty] | #REF! | [12 empty] | #N/A | 0 | 0 | 0 | -0.0047 | -1.1703 | 0.0032 | 0.7968 | -0.0027 | -0.6723 | 0.0012 | 0.2988 | 0.0146 | 3.6354 | -0.013 | -3.237 | -0.0067 | -1.6683 | -0.013 | -3.237 | -0.0067 | -1.6683
997 | [37 empty] | 0 | 0 | 0.1 | [39 empty] | #REF! | [12 empty] | #N/A | 0 | 0 | 0 | -0.0047 | -1.1703 | 0.0032 | 0.7968 | -0.0027 | -0.6723 | 0.0012 | 0.2988 | 0.0146 | 3.6354 | -0.013 | -3.237 | -0.0067 | -1.6683 | -0.013 | -3.237 | -0.0067 | -1.6683
998 | [37 empty] | 0 | 0 | 0.1 | [39 empty] | #REF! | [12 empty] | #N/A | 0 | 0 | 0 | -0.0047 | -1.1703 | 0.0032 | 0.7968 | -0.0027 | -0.6723 | 0.0012 | 0.2988 | 0.0146 | 3.6354 | -0.013 | -3.237 | -0.0067 | -1.6683 | -0.013 | -3.237 | -0.0067 | -1.6683
999 | [37 empty] | 0 | 0 | 0.1 | [39 empty] | #REF! | [12 empty] | #N/A | 0 | 0 | 0 | -0.0047 | -1.1703 | 0.0032 | 0.7968 | -0.0027 | -0.6723 | 0.0012 | 0.2988 | 0.0146 | 3.6354 | -0.013 | -3.237 | -0.0067 | -1.6683 | -0.013 | -3.237 | -0.0067 | -1.6683
1000 | [37 empty] | 0 | 0 | 0.1 | [39 empty] | #REF! | [12 empty] | #N/A | 0 | 0 | 0 | -0.0047 | -1.1703 | 0.0032 | 0.7968 | -0.0027 | -0.6723 | 0.0012 | 0.2988 | 0.0146 | 3.6354 | -0.013 | -3.237 | -0.0067 | -1.6683 | -0.013 | -3.237 | -0.0067 | -1.6683

## AccuValve Schedule
AccuValve Schedule
Project: |  | 0
Bid Docs: |  | 0
Item No. | Room # | Device Tag | Service | Base | [6 empty] | Options |  |  |  | Design Airflow |  |  | Range of Valve |  | Model Number |  |  | Remarks
|  |  |  | Integral Controller | Size | Shape | Mat'ls | Actuator | AccuNet | BACnet | Flange | Insulation | Shut Off | Xmtr | CFM |  | PD @ Max Design CFM | CFM |  |  | Estimated Power Requirements
[14 empty] | Out | Min. | Max. | in WC | Min | Max |  | 24vDC | 24vAC
1 | [13 empty] | #REF!
2 | [13 empty] | #REF!
3 | [13 empty] | #REF!
4 | [13 empty] | #REF!
5 | [13 empty] | #REF!
6 | [13 empty] | #REF!
7 | [13 empty] | #REF!
8 | [13 empty] | #REF!
9 | [13 empty] | #REF!
10 | [13 empty] | #REF!
11 | [13 empty] | #REF!
12 | [13 empty] | #REF!
13 | [13 empty] | #REF!
14 | [13 empty] | #REF!
15 | [13 empty] | #REF!
16 | [13 empty] | #REF!
17 | [13 empty] | #REF!
18 | [13 empty] | #REF!
19 | [13 empty] | #REF!
20 | [13 empty] | #REF!
21 | [13 empty] | #REF!
22 | [13 empty] | #REF!
23 | [13 empty] | #REF!
24 | [13 empty] | #REF!
25 | [13 empty] | #REF!
26 | [13 empty] | #REF!
27 | [13 empty] | #REF!
28 | [13 empty] | #REF!
29 | [13 empty] | #REF!
30 | [13 empty] | #REF!
31 | [13 empty] | #REF!
32 | [13 empty] | #REF!
33 | [13 empty] | #REF!
34 | [13 empty] | #REF!
35 | [13 empty] | #REF!
36 | [13 empty] | #REF!
37 | [13 empty] | #REF!
38 | [13 empty] | #REF!
39 | [13 empty] | #REF!
40 | [13 empty] | #REF!
41 | [13 empty] | #REF!
42 | [13 empty] | #REF!
43 | [13 empty] | #REF!
44 | [13 empty] | #REF!
45 | [13 empty] | #REF!
46 | [13 empty] | #REF!
47 | [13 empty] | #REF!
48 | [13 empty] | #REF!
49 | [13 empty] | #REF!
50 | [13 empty] | #REF!
51 | [13 empty] | #REF!
52 | [13 empty] | #REF!
53 | [13 empty] | #REF!
54 | [13 empty] | #REF!
55 | [13 empty] | #REF!
56 | [13 empty] | #REF!
57 | [13 empty] | #REF!
58 | [13 empty] | #REF!
59 | [13 empty] | #REF!
60 | [13 empty] | #REF!
61 | [13 empty] | #REF!
62 | [13 empty] | #REF!
63 | [13 empty] | #REF!
64 | [13 empty] | #REF!
65 | [13 empty] | #REF!
66 | [13 empty] | #REF!
67 | [13 empty] | #REF!
68 | [13 empty] | #REF!
69 | [13 empty] | #REF!
70 | [13 empty] | #REF!
71 | [13 empty] | #REF!
72 | [13 empty] | #REF!
73 | [13 empty] | #REF!
74 | [13 empty] | #REF!
75 | [13 empty] | #REF!
76 | [13 empty] | #REF!
77 | [13 empty] | #REF!
78 | [13 empty] | #REF!
79 | [13 empty] | #REF!
80 | [13 empty] | #REF!
81 | [13 empty] | #REF!
82 | [13 empty] | #REF!
83 | [13 empty] | #REF!
84 | [13 empty] | #REF!
85 | [13 empty] | #REF!
86 | [13 empty] | #REF!
87 | [13 empty] | #REF!
88 | [13 empty] | #REF!
89 | [13 empty] | #REF!
90 | [13 empty] | #REF!
91 | [13 empty] | #REF!
92 | [13 empty] | #REF!
93 | [13 empty] | #REF!
94 | [13 empty] | #REF!
95 | [13 empty] | #REF!
96 | [13 empty] | #REF!
97 | [13 empty] | #REF!
98 | [13 empty] | #REF!
99 | [13 empty] | #REF!
100 | [13 empty] | #REF!
101 | [13 empty] | #REF!
102 | [13 empty] | #REF!
103 | [13 empty] | #REF!
104 | [13 empty] | #REF!
105 | [13 empty] | #REF!
106 | [13 empty] | #REF!
107 | [13 empty] | #REF!
108 | [13 empty] | #REF!
109 | [13 empty] | #REF!
110 | [13 empty] | #REF!
111 | [13 empty] | #REF!
112 | [13 empty] | #REF!
113 | [13 empty] | #REF!
114 | [13 empty] | #REF!
115 | [13 empty] | #REF!
116 | [13 empty] | #REF!
117 | [13 empty] | #REF!
118 | [13 empty] | #REF!
119 | [13 empty] | #REF!
120 | [13 empty] | #REF!
121 | [13 empty] | #REF!
122 | [13 empty] | #REF!
123 | [13 empty] | #REF!
124 | [13 empty] | #REF!
125 | [13 empty] | #REF!
126 | [13 empty] | #REF!
127 | [13 empty] | #REF!
128 | [13 empty] | #REF!
129 | [13 empty] | #REF!
130 | [13 empty] | #REF!
131 | [13 empty] | #REF!
132 | [13 empty] | #REF!
133 | [13 empty] | #REF!
134 | [13 empty] | #REF!
135 | [13 empty] | #REF!
136 | [13 empty] | #REF!
137 | [13 empty] | #REF!
138 | [13 empty] | #REF!
139 | [13 empty] | #REF!
140 | [13 empty] | #REF!
141 | [13 empty] | #REF!
142 | [13 empty] | #REF!
143 | [13 empty] | #REF!
144 | [13 empty] | #REF!
145 | [13 empty] | #REF!
146 | [13 empty] | #REF!
147 | [13 empty] | #REF!
148 | [13 empty] | #REF!
149 | [13 empty] | #REF!
150 | [13 empty] | #REF!
151 | [13 empty] | #REF!
152 | [13 empty] | #REF!
153 | [13 empty] | #REF!
154 | [13 empty] | #REF!
155 | [13 empty] | #REF!
156 | [13 empty] | #REF!
157 | [13 empty] | #REF!
158 | [13 empty] | #REF!
159 | [13 empty] | #REF!
160 | [13 empty] | #REF!
161 | [13 empty] | #REF!
162 | [13 empty] | #REF!
163 | [13 empty] | #REF!
164 | [13 empty] | #REF!
165 | [13 empty] | #REF!
166 | [13 empty] | #REF!
167 | [13 empty] | #REF!
168 | [13 empty] | #REF!
169 | [13 empty] | #REF!
170 | [13 empty] | #REF!
171 | [13 empty] | #REF!
172 | [13 empty] | #REF!
173 | [13 empty] | #REF!
174 | [13 empty] | #REF!
175 | [13 empty] | #REF!
176 | [13 empty] | #REF!
177 | [13 empty] | #REF!
178 | [13 empty] | #REF!
179 | [13 empty] | #REF!
180 | [13 empty] | #REF!
181 | [13 empty] | #REF!
182 | [13 empty] | #REF!
183 | [13 empty] | #REF!
184 | [13 empty] | #REF!
185 | [13 empty] | #REF!
186 | [13 empty] | #REF!
187 | [13 empty] | #REF!
188 | [13 empty] | #REF!
189 | [13 empty] | #REF!
190 | [13 empty] | #REF!
191 | [13 empty] | #REF!
192 | [13 empty] | #REF!
193 | [13 empty] | #REF!
194 | [13 empty] | #REF!
195 | [13 empty] | #REF!
196 | [13 empty] | #REF!
197 | [13 empty] | #REF!
198 | [13 empty] | #REF!
199 | [13 empty] | #REF!
200 | [13 empty] | #REF!
201 | [13 empty] | #REF!
202 | [13 empty] | #REF!
203 | [13 empty] | #REF!
204 | [13 empty] | #REF!
205 | [13 empty] | #REF!
206 | [13 empty] | #REF!
207 | [13 empty] | #REF!
208 | [13 empty] | #REF!
209 | [13 empty] | #REF!
210 | [13 empty] | #REF!
211 | [13 empty] | #REF!
212 | [13 empty] | #REF!
213 | [13 empty] | #REF!
214 | [13 empty] | #REF!
215 | [13 empty] | #REF!
216 | [13 empty] | #REF!
217 | [13 empty] | #REF!
218 | [13 empty] | #REF!
219 | [13 empty] | #REF!
220 | [13 empty] | #REF!
221 | [13 empty] | #REF!
222 | [13 empty] | #REF!
223 | [13 empty] | #REF!
224 | [13 empty] | #REF!
225 | [13 empty] | #REF!
226 | [13 empty] | #REF!
227 | [13 empty] | #REF!
228 | [13 empty] | #REF!
229 | [13 empty] | #REF!
230 | [13 empty] | #REF!
231 | [13 empty] | #REF!
232 | [13 empty] | #REF!
233 | [13 empty] | #REF!
234 | [13 empty] | #REF!
235 | [13 empty] | #REF!
236 | [13 empty] | #REF!
237 | [13 empty] | #REF!
238 | [13 empty] | #REF!
239 | [13 empty] | #REF!
240 | [13 empty] | #REF!
241 | [13 empty] | #REF!
242 | [13 empty] | #REF!
243 | [13 empty] | #REF!
244 | [13 empty] | #REF!
245 | [13 empty] | #REF!
246 | [13 empty] | #REF!
247 | [13 empty] | #REF!
248 | [13 empty] | #REF!
249 | [13 empty] | #REF!
250 | [13 empty] | #REF!
251 | [13 empty] | #REF!
252 | [13 empty] | #REF!
253 | [13 empty] | #REF!
254 | [13 empty] | #REF!
255 | [13 empty] | #REF!
256 | [13 empty] | #REF!
257 | [13 empty] | #REF!
258 | [13 empty] | #REF!
259 | [13 empty] | #REF!
260 | [13 empty] | #REF!
261 | [13 empty] | #REF!
262 | [13 empty] | #REF!
263 | [13 empty] | #REF!
264 | [13 empty] | #REF!
265 | [13 empty] | #REF!
266 | [13 empty] | #REF!
267 | [13 empty] | #REF!
268 | [13 empty] | #REF!
269 | [13 empty] | #REF!
270 | [13 empty] | #REF!
271 | [13 empty] | #REF!
272 | [13 empty] | #REF!
273 | [13 empty] | #REF!
274 | [13 empty] | #REF!
275 | [13 empty] | #REF!
276 | [13 empty] | #REF!
277 | [13 empty] | #REF!
278 | [13 empty] | #REF!
279 | [13 empty] | #REF!
280 | [13 empty] | #REF!
281 | [13 empty] | #REF!
282 | [13 empty] | #REF!
283 | [13 empty] | #REF!
284 | [13 empty] | #REF!
285 | [13 empty] | #REF!
286 | [13 empty] | #REF!
287 | [13 empty] | #REF!
288 | [13 empty] | #REF!
289 | [13 empty] | #REF!
290 | [13 empty] | #REF!
291 | [13 empty] | #REF!
292 | [13 empty] | #REF!
293 | [13 empty] | #REF!
294 | [13 empty] | #REF!
295 | [13 empty] | #REF!
296 | [13 empty] | #REF!
297 | [13 empty] | #REF!
298 | [13 empty] | #REF!
299 | [13 empty] | #REF!
300 | [13 empty] | #REF!
301 | [13 empty] | #REF!
302 | [13 empty] | #REF!
303 | [13 empty] | #REF!
304 | [13 empty] | #REF!
305 | [13 empty] | #REF!
306 | [13 empty] | #REF!
307 | [13 empty] | #REF!
308 | [13 empty] | #REF!
309 | [13 empty] | #REF!
310 | [13 empty] | #REF!
311 | [13 empty] | #REF!
312 | [13 empty] | #REF!
313 | [13 empty] | #REF!
314 | [13 empty] | #REF!
315 | [13 empty] | #REF!
316 | [13 empty] | #REF!
317 | [13 empty] | #REF!
318 | [13 empty] | #REF!
319 | [13 empty] | #REF!
320 | [13 empty] | #REF!
321 | [13 empty] | #REF!
322 | [13 empty] | #REF!
323 | [13 empty] | #REF!
324 | [13 empty] | #REF!
325 | [13 empty] | #REF!
326 | [13 empty] | #REF!
327 | [13 empty] | #REF!
328 | [13 empty] | #REF!
329 | [13 empty] | #REF!
330 | [13 empty] | #REF!
331 | [13 empty] | #REF!
332 | [13 empty] | #REF!
333 | [13 empty] | #REF!
334 | [13 empty] | #REF!
335 | [13 empty] | #REF!
336 | [13 empty] | #REF!
337 | [13 empty] | #REF!
338 | [13 empty] | #REF!
339 | [13 empty] | #REF!
340 | [13 empty] | #REF!
341 | [13 empty] | #REF!
342 | [13 empty] | #REF!
343 | [13 empty] | #REF!
344 | [13 empty] | #REF!
345 | [13 empty] | #REF!
346 | [13 empty] | #REF!
347 | [13 empty] | #REF!
348 | [13 empty] | #REF!
349 | [13 empty] | #REF!
350 | [13 empty] | #REF!
351 | [13 empty] | #REF!
352 | [13 empty] | #REF!
353 | [13 empty] | #REF!
354 | [13 empty] | #REF!
355 | [13 empty] | #REF!
356 | [13 empty] | #REF!
357 | [13 empty] | #REF!
358 | [13 empty] | #REF!
359 | [13 empty] | #REF!
360 | [13 empty] | #REF!
361 | [13 empty] | #REF!
362 | [13 empty] | #REF!
363 | [13 empty] | #REF!
364 | [13 empty] | #REF!
365 | [13 empty] | #REF!
366 | [13 empty] | #REF!
367 | [13 empty] | #REF!
368 | [13 empty] | #REF!
369 | [13 empty] | #REF!
370 | [13 empty] | #REF!
371 | [13 empty] | #REF!
372 | [13 empty] | #REF!
373 | [13 empty] | #REF!
374 | [13 empty] | #REF!
375 | [13 empty] | #REF!
376 | [13 empty] | #REF!
377 | [13 empty] | #REF!
378 | [13 empty] | #REF!
379 | [13 empty] | #REF!
380 | [13 empty] | #REF!
381 | [13 empty] | #REF!
382 | [13 empty] | #REF!
383 | [13 empty] | #REF!
384 | [13 empty] | #REF!
385 | [13 empty] | #REF!
386 | [13 empty] | #REF!
387 | [13 empty] | #REF!
388 | [13 empty] | #REF!
389 | [13 empty] | #REF!
390 | [13 empty] | #REF!
391 | [13 empty] | #REF!
392 | [13 empty] | #REF!
393 | [13 empty] | #REF!
394 | [13 empty] | #REF!
395 | [13 empty] | #REF!
396 | [13 empty] | #REF!
397 | [13 empty] | #REF!
398 | [13 empty] | #REF!
399 | [13 empty] | #REF!
400 | [13 empty] | #REF!
401 | [13 empty] | #REF!
402 | [13 empty] | #REF!
403 | [13 empty] | #REF!
404 | [13 empty] | #REF!
405 | [13 empty] | #REF!
406 | [13 empty] | #REF!
407 | [13 empty] | #REF!
408 | [13 empty] | #REF!
409 | [13 empty] | #REF!
410 | [13 empty] | #REF!
411 | [13 empty] | #REF!
412 | [13 empty] | #REF!
413 | [13 empty] | #REF!
414 | [13 empty] | #REF!
415 | [13 empty] | #REF!
416 | [13 empty] | #REF!
417 | [13 empty] | #REF!
418 | [13 empty] | #REF!
419 | [13 empty] | #REF!
420 | [13 empty] | #REF!
421 | [13 empty] | #REF!
422 | [13 empty] | #REF!
423 | [13 empty] | #REF!
424 | [13 empty] | #REF!
425 | [13 empty] | #REF!
426 | [13 empty] | #REF!
427 | [13 empty] | #REF!
428 | [13 empty] | #REF!
429 | [13 empty] | #REF!
430 | [13 empty] | #REF!
431 | [13 empty] | #REF!
432 | [13 empty] | #REF!
433 | [13 empty] | #REF!
434 | [13 empty] | #REF!
435 | [13 empty] | #REF!
436 | [13 empty] | #REF!
437 | [13 empty] | #REF!
438 | [13 empty] | #REF!
439 | [13 empty] | #REF!
440 | [13 empty] | #REF!
441 | [13 empty] | #REF!
442 | [13 empty] | #REF!
443 | [13 empty] | #REF!
444 | [13 empty] | #REF!
445 | [13 empty] | #REF!
446 | [13 empty] | #REF!
447 | [13 empty] | #REF!
448 | [13 empty] | #REF!
449 | [13 empty] | #REF!
450 | [13 empty] | #REF!
451 | [13 empty] | #REF!
452 | [13 empty] | #REF!
453 | [13 empty] | #REF!
454 | [13 empty] | #REF!
455 | [13 empty] | #REF!
456 | [13 empty] | #REF!
457 | [13 empty] | #REF!
458 | [13 empty] | #REF!
459 | [13 empty] | #REF!
460 | [13 empty] | #REF!
461 | [13 empty] | #REF!
462 | [13 empty] | #REF!
463 | [13 empty] | #REF!
464 | [13 empty] | #REF!
465 | [13 empty] | #REF!
466 | [13 empty] | #REF!
467 | [13 empty] | #REF!
468 | [13 empty] | #REF!
469 | [13 empty] | #REF!
470 | [13 empty] | #REF!
471 | [13 empty] | #REF!
472 | [13 empty] | #REF!
473 | [13 empty] | #REF!
474 | [13 empty] | #REF!
475 | [13 empty] | #REF!
476 | [13 empty] | #REF!
477 | [13 empty] | #REF!
478 | [13 empty] | #REF!
479 | [13 empty] | #REF!
480 | [13 empty] | #REF!
481 | [13 empty] | #REF!
482 | [13 empty] | #REF!
483 | [13 empty] | #REF!
484 | [13 empty] | #REF!
485 | [13 empty] | #REF!
486 | [13 empty] | #REF!
487 | [13 empty] | #REF!
488 | [13 empty] | #REF!
489 | [13 empty] | #REF!
490 | [13 empty] | #REF!
491 | [13 empty] | #REF!
492 | [13 empty] | #REF!
493 | [13 empty] | #REF!
494 | [13 empty] | #REF!
495 | [13 empty] | #REF!
496 | [13 empty] | #REF!
497 | [13 empty] | #REF!
498 | [13 empty] | #REF!
499 | [13 empty] | #REF!
500 | [13 empty] | #REF!
501 | [13 empty] | #REF!
502 | [13 empty] | #REF!
503 | [13 empty] | #REF!
504 | [13 empty] | #REF!
505 | [13 empty] | #REF!
506 | [13 empty] | #REF!
507 | [13 empty] | #REF!
508 | [13 empty] | #REF!
509 | [13 empty] | #REF!
510 | [13 empty] | #REF!
511 | [13 empty] | #REF!
512 | [13 empty] | #REF!
513 | [13 empty] | #REF!
514 | [13 empty] | #REF!
515 | [13 empty] | #REF!
516 | [13 empty] | #REF!
517 | [13 empty] | #REF!
518 | [13 empty] | #REF!
519 | [13 empty] | #REF!
520 | [13 empty] | #REF!
521 | [13 empty] | #REF!
522 | [13 empty] | #REF!
523 | [13 empty] | #REF!
524 | [13 empty] | #REF!
525 | [13 empty] | #REF!
526 | [13 empty] | #REF!
527 | [13 empty] | #REF!
528 | [13 empty] | #REF!
529 | [13 empty] | #REF!
530 | [13 empty] | #REF!
531 | [13 empty] | #REF!
532 | [13 empty] | #REF!
533 | [13 empty] | #REF!
534 | [13 empty] | #REF!
535 | [13 empty] | #REF!
536 | [13 empty] | #REF!
537 | [13 empty] | #REF!
538 | [13 empty] | #REF!
539 | [13 empty] | #REF!
540 | [13 empty] | #REF!
541 | [13 empty] | #REF!
542 | [13 empty] | #REF!
543 | [13 empty] | #REF!
544 | [13 empty] | #REF!
545 | [13 empty] | #REF!
546 | [13 empty] | #REF!
547 | [13 empty] | #REF!
548 | [13 empty] | #REF!
549 | [13 empty] | #REF!
550 | [13 empty] | #REF!
551 | [13 empty] | #REF!
552 | [13 empty] | #REF!
553 | [13 empty] | #REF!
554 | [13 empty] | #REF!
555 | [13 empty] | #REF!
556 | [13 empty] | #REF!
557 | [13 empty] | #REF!
558 | [13 empty] | #REF!
559 | [13 empty] | #REF!
560 | [13 empty] | #REF!
561 | [13 empty] | #REF!
562 | [13 empty] | #REF!
563 | [13 empty] | #REF!
564 | [13 empty] | #REF!
565 | [13 empty] | #REF!
566 | [13 empty] | #REF!
567 | [13 empty] | #REF!
568 | [13 empty] | #REF!
569 | [13 empty] | #REF!
570 | [13 empty] | #REF!
571 | [13 empty] | #REF!
572 | [13 empty] | #REF!
573 | [13 empty] | #REF!
574 | [13 empty] | #REF!
575 | [13 empty] | #REF!
576 | [13 empty] | #REF!
577 | [13 empty] | #REF!
578 | [13 empty] | #REF!
579 | [13 empty] | #REF!
580 | [13 empty] | #REF!
581 | [13 empty] | #REF!
582 | [13 empty] | #REF!
583 | [13 empty] | #REF!
584 | [13 empty] | #REF!
585 | [13 empty] | #REF!
586 | [13 empty] | #REF!
587 | [13 empty] | #REF!
588 | [13 empty] | #REF!
589 | [13 empty] | #REF!
590 | [13 empty] | #REF!
591 | [13 empty] | #REF!
592 | [13 empty] | #REF!
593 | [13 empty] | #REF!
594 | [13 empty] | #REF!
595 | [13 empty] | #REF!
596 | [13 empty] | #REF!
597 | [13 empty] | #REF!
598 | [13 empty] | #REF!
599 | [13 empty] | #REF!
600 | [13 empty] | #REF!
601 | [13 empty] | #REF!
602 | [13 empty] | #REF!
603 | [13 empty] | #REF!
604 | [13 empty] | #REF!
605 | [13 empty] | #REF!
606 | [13 empty] | #REF!
607 | [13 empty] | #REF!
608 | [13 empty] | #REF!
609 | [13 empty] | #REF!
610 | [13 empty] | #REF!
611 | [13 empty] | #REF!
612 | [13 empty] | #REF!
613 | [13 empty] | #REF!
614 | [13 empty] | #REF!
615 | [13 empty] | #REF!
616 | [13 empty] | #REF!
617 | [13 empty] | #REF!
618 | [13 empty] | #REF!
619 | [13 empty] | #REF!
620 | [13 empty] | #REF!
621 | [13 empty] | #REF!
622 | [13 empty] | #REF!
623 | [13 empty] | #REF!
624 | [13 empty] | #REF!
625 | [13 empty] | #REF!
626 | [13 empty] | #REF!
627 | [13 empty] | #REF!
628 | [13 empty] | #REF!
629 | [13 empty] | #REF!
630 | [13 empty] | #REF!
631 | [13 empty] | #REF!
632 | [13 empty] | #REF!
633 | [13 empty] | #REF!
634 | [13 empty] | #REF!
635 | [13 empty] | #REF!
636 | [13 empty] | #REF!
637 | [13 empty] | #REF!
638 | [13 empty] | #REF!
639 | [13 empty] | #REF!
640 | [13 empty] | #REF!
641 | [13 empty] | #REF!
642 | [13 empty] | #REF!
643 | [13 empty] | #REF!
644 | [13 empty] | #REF!
645 | [13 empty] | #REF!
646 | [13 empty] | #REF!
647 | [13 empty] | #REF!
648 | [13 empty] | #REF!
649 | [13 empty] | #REF!
650 | [13 empty] | #REF!
651 | [13 empty] | #REF!
652 | [13 empty] | #REF!
653 | [13 empty] | #REF!
654 | [13 empty] | #REF!
655 | [13 empty] | #REF!
656 | [13 empty] | #REF!
657 | [13 empty] | #REF!
658 | [13 empty] | #REF!
659 | [13 empty] | #REF!
660 | [13 empty] | #REF!
661 | [13 empty] | #REF!
662 | [13 empty] | #REF!
663 | [13 empty] | #REF!
664 | [13 empty] | #REF!
665 | [13 empty] | #REF!
666 | [13 empty] | #REF!
667 | [13 empty] | #REF!
668 | [13 empty] | #REF!
669 | [13 empty] | #REF!
670 | [13 empty] | #REF!
671 | [13 empty] | #REF!
672 | [13 empty] | #REF!
673 | [13 empty] | #REF!
674 | [13 empty] | #REF!
675 | [13 empty] | #REF!
676 | [13 empty] | #REF!
677 | [13 empty] | #REF!
678 | [13 empty] | #REF!
679 | [13 empty] | #REF!
680 | [13 empty] | #REF!
681 | [13 empty] | #REF!
682 | [13 empty] | #REF!
683 | [13 empty] | #REF!
684 | [13 empty] | #REF!
685 | [13 empty] | #REF!
686 | [13 empty] | #REF!
687 | [13 empty] | #REF!
688 | [13 empty] | #REF!
689 | [13 empty] | #REF!
690 | [13 empty] | #REF!
691 | [13 empty] | #REF!
692 | [13 empty] | #REF!
693 | [13 empty] | #REF!
694 | [13 empty] | #REF!
695 | [13 empty] | #REF!
696 | [13 empty] | #REF!
697 | [13 empty] | #REF!
698 | [13 empty] | #REF!
699 | [13 empty] | #REF!
700 | [13 empty] | #REF!
701 | [13 empty] | #REF!
702 | [13 empty] | #REF!
703 | [13 empty] | #REF!
704 | [13 empty] | #REF!
705 | [13 empty] | #REF!
706 | [13 empty] | #REF!
707 | [13 empty] | #REF!
708 | [13 empty] | #REF!
709 | [13 empty] | #REF!
710 | [13 empty] | #REF!
711 | [13 empty] | #REF!
712 | [13 empty] | #REF!
713 | [13 empty] | #REF!
714 | [13 empty] | #REF!
715 | [13 empty] | #REF!
716 | [13 empty] | #REF!
717 | [13 empty] | #REF!
718 | [13 empty] | #REF!
719 | [13 empty] | #REF!
720 | [13 empty] | #REF!
721 | [13 empty] | #REF!
722 | [13 empty] | #REF!
723 | [13 empty] | #REF!
724 | [13 empty] | #REF!
725 | [13 empty] | #REF!
726 | [13 empty] | #REF!
727 | [13 empty] | #REF!
728 | [13 empty] | #REF!
729 | [13 empty] | #REF!
730 | [13 empty] | #REF!
731 | [13 empty] | #REF!
732 | [13 empty] | #REF!
733 | [13 empty] | #REF!
734 | [13 empty] | #REF!
735 | [13 empty] | #REF!
736 | [13 empty] | #REF!
737 | [13 empty] | #REF!
738 | [13 empty] | #REF!
739 | [13 empty] | #REF!
740 | [13 empty] | #REF!
741 | [13 empty] | #REF!
742 | [13 empty] | #REF!
743 | [13 empty] | #REF!
744 | [13 empty] | #REF!
745 | [13 empty] | #REF!
746 | [13 empty] | #REF!
747 | [13 empty] | #REF!
748 | [13 empty] | #REF!
749 | [13 empty] | #REF!
750 | [13 empty] | #REF!
751 | [13 empty] | #REF!
752 | [13 empty] | #REF!
753 | [13 empty] | #REF!
754 | [13 empty] | #REF!
755 | [13 empty] | #REF!
756 | [13 empty] | #REF!
757 | [13 empty] | #REF!
758 | [13 empty] | #REF!
759 | [13 empty] | #REF!
760 | [13 empty] | #REF!
761 | [13 empty] | #REF!
762 | [13 empty] | #REF!
763 | [13 empty] | #REF!
764 | [13 empty] | #REF!
765 | [13 empty] | #REF!
766 | [13 empty] | #REF!
767 | [13 empty] | #REF!
768 | [13 empty] | #REF!
769 | [13 empty] | #REF!
770 | [13 empty] | #REF!
771 | [13 empty] | #REF!
772 | [13 empty] | #REF!
773 | [13 empty] | #REF!
774 | [13 empty] | #REF!
775 | [13 empty] | #REF!
776 | [13 empty] | #REF!
777 | [13 empty] | #REF!
778 | [13 empty] | #REF!
779 | [13 empty] | #REF!
780 | [13 empty] | #REF!
781 | [13 empty] | #REF!
782 | [13 empty] | #REF!
783 | [13 empty] | #REF!
784 | [13 empty] | #REF!
785 | [13 empty] | #REF!
786 | [13 empty] | #REF!
787 | [13 empty] | #REF!
788 | [13 empty] | #REF!
789 | [13 empty] | #REF!
790 | [13 empty] | #REF!
791 | [13 empty] | #REF!
792 | [13 empty] | #REF!
793 | [13 empty] | #REF!
794 | [13 empty] | #REF!
795 | [13 empty] | #REF!
796 | [13 empty] | #REF!
797 | [13 empty] | #REF!
798 | [13 empty] | #REF!
799 | [13 empty] | #REF!
800 | [13 empty] | #REF!
801 | [13 empty] | #REF!
802 | [13 empty] | #REF!
803 | [13 empty] | #REF!
804 | [13 empty] | #REF!
805 | [13 empty] | #REF!
806 | [13 empty] | #REF!
807 | [13 empty] | #REF!
808 | [13 empty] | #REF!
809 | [13 empty] | #REF!
810 | [13 empty] | #REF!
811 | [13 empty] | #REF!
812 | [13 empty] | #REF!
813 | [13 empty] | #REF!
814 | [13 empty] | #REF!
815 | [13 empty] | #REF!
816 | [13 empty] | #REF!
817 | [13 empty] | #REF!
818 | [13 empty] | #REF!
819 | [13 empty] | #REF!
820 | [13 empty] | #REF!
821 | [13 empty] | #REF!
822 | [13 empty] | #REF!
823 | [13 empty] | #REF!
824 | [13 empty] | #REF!
825 | [13 empty] | #REF!
826 | [13 empty] | #REF!
827 | [13 empty] | #REF!
828 | [13 empty] | #REF!
829 | [13 empty] | #REF!
830 | [13 empty] | #REF!
831 | [13 empty] | #REF!
832 | [13 empty] | #REF!
833 | [13 empty] | #REF!
834 | [13 empty] | #REF!
835 | [13 empty] | #REF!
836 | [13 empty] | #REF!
837 | [13 empty] | #REF!
838 | [13 empty] | #REF!
839 | [13 empty] | #REF!
840 | [13 empty] | #REF!
841 | [13 empty] | #REF!
842 | [13 empty] | #REF!
843 | [13 empty] | #REF!
844 | [13 empty] | #REF!
845 | [13 empty] | #REF!
846 | [13 empty] | #REF!
847 | [13 empty] | #REF!
848 | [13 empty] | #REF!
849 | [13 empty] | #REF!
850 | [13 empty] | #REF!
851 | [13 empty] | #REF!
852 | [13 empty] | #REF!
853 | [13 empty] | #REF!
854 | [13 empty] | #REF!
855 | [13 empty] | #REF!
856 | [13 empty] | #REF!
857 | [13 empty] | #REF!
858 | [13 empty] | #REF!
859 | [13 empty] | #REF!
860 | [13 empty] | #REF!
861 | [13 empty] | #REF!
862 | [13 empty] | #REF!
863 | [13 empty] | #REF!
864 | [13 empty] | #REF!
865 | [13 empty] | #REF!
866 | [13 empty] | #REF!
867 | [13 empty] | #REF!
868 | [13 empty] | #REF!
869 | [13 empty] | #REF!
870 | [13 empty] | #REF!
871 | [13 empty] | #REF!
872 | [13 empty] | #REF!
873 | [13 empty] | #REF!
874 | [13 empty] | #REF!
875 | [13 empty] | #REF!
876 | [13 empty] | #REF!
877 | [13 empty] | #REF!
878 | [13 empty] | #REF!
879 | [13 empty] | #REF!
880 | [13 empty] | #REF!
881 | [13 empty] | #REF!
882 | [13 empty] | #REF!
883 | [13 empty] | #REF!
884 | [13 empty] | #REF!
885 | [13 empty] | #REF!
886 | [13 empty] | #REF!
887 | [13 empty] | #REF!
888 | [13 empty] | #REF!
889 | [13 empty] | #REF!
890 | [13 empty] | #REF!
891 | [13 empty] | #REF!
892 | [13 empty] | #REF!
893 | [13 empty] | #REF!
894 | [13 empty] | #REF!
895 | [13 empty] | #REF!
896 | [13 empty] | #REF!
897 | [13 empty] | #REF!
898 | [13 empty] | #REF!
899 | [13 empty] | #REF!
900 | [13 empty] | #REF!
901 | [13 empty] | #REF!
902 | [13 empty] | #REF!
903 | [13 empty] | #REF!
904 | [13 empty] | #REF!
905 | [13 empty] | #REF!
906 | [13 empty] | #REF!
907 | [13 empty] | #REF!
908 | [13 empty] | #REF!
909 | [13 empty] | #REF!
910 | [13 empty] | #REF!
911 | [13 empty] | #REF!
912 | [13 empty] | #REF!
913 | [13 empty] | #REF!
914 | [13 empty] | #REF!
915 | [13 empty] | #REF!
916 | [13 empty] | #REF!
917 | [13 empty] | #REF!
918 | [13 empty] | #REF!
919 | [13 empty] | #REF!
920 | [13 empty] | #REF!
921 | [13 empty] | #REF!
922 | [13 empty] | #REF!
923 | [13 empty] | #REF!
924 | [13 empty] | #REF!
925 | [13 empty] | #REF!
926 | [13 empty] | #REF!
927 | [13 empty] | #REF!
928 | [13 empty] | #REF!
929 | [13 empty] | #REF!
930 | [13 empty] | #REF!
931 | [13 empty] | #REF!
932 | [13 empty] | #REF!
933 | [13 empty] | #REF!
934 | [13 empty] | #REF!
935 | [13 empty] | #REF!
936 | [13 empty] | #REF!
937 | [13 empty] | #REF!
938 | [13 empty] | #REF!
939 | [13 empty] | #REF!
940 | [13 empty] | #REF!
941 | [13 empty] | #REF!
942 | [13 empty] | #REF!
943 | [13 empty] | #REF!
944 | [13 empty] | #REF!
945 | [13 empty] | #REF!
946 | [13 empty] | #REF!
947 | [13 empty] | #REF!
948 | [13 empty] | #REF!
949 | [13 empty] | #REF!
950 | [13 empty] | #REF!
951 | [13 empty] | #REF!
952 | [13 empty] | #REF!
953 | [13 empty] | #REF!
954 | [13 empty] | #REF!
955 | [13 empty] | #REF!
956 | [13 empty] | #REF!
957 | [13 empty] | #REF!
958 | [13 empty] | #REF!
959 | [13 empty] | #REF!
960 | [13 empty] | #REF!
961 | [13 empty] | #REF!
962 | [13 empty] | #REF!
963 | [13 empty] | #REF!
964 | [13 empty] | #REF!
965 | [13 empty] | #REF!
966 | [13 empty] | #REF!
967 | [13 empty] | #REF!
968 | [13 empty] | #REF!
969 | [13 empty] | #REF!
970 | [13 empty] | #REF!
971 | [13 empty] | #REF!
972 | [13 empty] | #REF!
973 | [13 empty] | #REF!
974 | [13 empty] | #REF!
975 | [13 empty] | #REF!
976 | [13 empty] | #REF!
977 | [13 empty] | #REF!
978 | [13 empty] | #REF!
979 | [13 empty] | #REF!
980 | [13 empty] | #REF!
981 | [13 empty] | #REF!
982 | [13 empty] | #REF!
983 | [13 empty] | #REF!
984 | [13 empty] | #REF!
985 | [13 empty] | #REF!
986 | [13 empty] | #REF!
987 | [13 empty] | #REF!
988 | [13 empty] | #REF!
989 | [13 empty] | #REF!
990 | [13 empty] | #REF!
991 | [13 empty] | #REF!
992 | [13 empty] | #REF!
993 | [13 empty] | #REF!
994 | [13 empty] | #REF!
995 | [13 empty] | #REF!
996 | [13 empty] | #REF!
997 | [13 empty] | #REF!
998 | [13 empty] | #REF!
999 | [13 empty] | #REF!
1000 | [13 empty] | #REF!

## Operating Pressure Selection
Select Measurement Units
CFM | Volume
in WC | Pressure
[8 empty] | Constant | Constant
|  |  | OPERATING PRESSURE SELECTION |  |  |  |  | 2.118 | 0.5885
AccuValve Size |  |  | AccuValve Size |  | AccuValve Size |  | These three blocks convert to CFM, but only the one that agrees with cell E15 is used |  |  | PRESSURE DROP EQUATIONS BY VALVE SIZE
8 |  |  | 10 |  | 12 |  | CFM | LPS>CFM | CMH>CFM | 6" Valve |  | 8" Valve |  | 10" Valve |  | 12" Valve |  | 14" Valve |  | 18" Valve |  | 24" Valve |  | 36" Valve |  | 48" Valve
Valve Range (CFM) |  |  | Valve Range (CFM) |  | Valve Range (CFM) |  |  |  |  | in. WC | Pa | in. WC | Pa | in. WC | Pa | in. WC | Pa | in. WC | Pa | in. WC | Pa | in. WC | Pa | in. WC | Pa | in. WC | Pa
Min | Max |  | Min | Max | Min | Max | 850 | 1800.3 | 500.225 | 3.1199 | 776.8551 | 0.5064 | 126.0936 | 0.19535 | 48.6422 | 0.09895 | 24.6386 | 0.037739 | 9.397 | 0.035716 | 8.8932 | 0.022727 | 5.659 | 0.0048102 | 1.1977 | 0.0034618 | 0.86198
80 | 800 |  | 120 | 1300 | 180 | 1790
Max Design (CFM) |  |  | Max Design (CFM) |  | Max Design (CFM)
850 |  |  | 850 |  | 850
Operating Pressure in WC |  |  | Operating Pressure in WC |  | Operating Pressure in WC
0.5064 |  |  | 0.19535 |  | 0.09895
Use this spreadsheet when you know the maximum design airflow volume you require and want to determine the operating pressure for an AccuValve in the duct branch.
Instructions
1) Choose volume and pressure units in the upper right corner
2) Choose AccuValve Size from yellow drop down menu in center box
3) Enter Desired Maximum Design CFM in yellow center box
|  | 4) Operating Pressure will be shown under Operating Pressure |  |  |  |  | CFM | Range
|  | 5) Next larger and smaller valves will be shown with operating pressures on either side |  |  |  |  | Size | Min |  | Max Range
[7 empty] | 6 | 30 |  | 315
NOTE: The tabulated minimum operating pressures in the table above are based on tests in accordance with applicable sections of ANSI/ASHRAE 130. This code requires specified lengths of straight duct both upstream and downstream for the test specimen. Therefore if valves are installed immediately before or after elbows or transitions sufficient allowance to compensate for these factors must be included when calculating the minimum operating pressure of the AccuValve. | [6 empty] | 8 | 80 |  | 800
[7 empty] | 10 | 120 |  | 1300
[7 empty] | 12 | 180 |  | 1790
[7 empty] | 14 | 250 |  | 2750
[7 empty] | 12x18 | 260 |  | 3200
[7 empty] | 12x24 | 350 |  | 4000
[7 empty] | 12x36 | 520 |  | 6400
[7 empty] | 12x48 | 700 |  | 8000
[7 empty] | LPS | Range
[7 empty] | Size | Min |  | Max Range
[7 empty] | 6 | 14 |  | 149
[7 empty] | 8 | 38 |  | 378
[7 empty] | 10 | 57 |  | 614
[7 empty] | 12 | 85 |  | 845
[7 empty] | 14 | 118 |  | 1298
[7 empty] | 12x18 | 123 |  | 1510
[7 empty] | 12x24 | 165 |  | 1888
[7 empty] | 12x36 | 245 |  | 3020
[7 empty] | 12x48 | 330 |  | 3776
[7 empty] | CMH | Range
[7 empty] | Size | Min |  | Max Range
[7 empty] | 6 | 51 |  | 535
[7 empty] | 8 | 136 |  | 1359
[7 empty] | 10 | 204 |  | 2209
[7 empty] | 12 | 306 |  | 3041
[7 empty] | 14 | 425 |  | 4672
[7 empty] | 12x18 | 442 |  | 5437
[7 empty] | 12x24 | 595 |  | 6796
[7 empty] | 12x36 | 883 |  | 10874
[7 empty] | 12x48 | 1189 |  | 13592

## Max Design Press Selection
Select Measurement Units | [19 empty] | PRESSURE DROP EQUATIONS BY VALVE SIZE
CFM |  | Volume | [15 empty] | 6" |  | 8" |  | 10" |  | 12" |  | 14" |  | 18" |  | 24" |  | 36" |  | 48"
in WC |  | Pressure | [15 empty] | CFM | PD | CFM | PD | CFM | PD | CFM | PD | CFM | PD | CFM | PD | CFM | PD | CFM | PD | CFM | PD
[18 empty] | 205.6363 | 0.2 | 527.7744 | 0.2 | 860.1829 | 0.2 | 1191.8832 | 0.2 | 1883.6228 | 0.2 | 2085.9038 | 0.2 | 2614.0255 | 0.2 | 4171.8075 | 0.2 | 5228.0511 | 0.2
[18 empty] | 97.0495 | LPS | 249.0818 | LPS | 405.9611 | LPS | 562.5062 | LPS | 888.971 | LPS | 984.4369 | LPS | 1233.6827 | LPS | 1968.8739 | LPS | 2467.3653 | LPS
Desired Operating Pressure | [7 empty] | 0.2 | in WC |  | Drop Across Valve | [6 empty] | 349.3783 | CMH | 896.6944 | CMH | 1461.46 | CMH | 2025.0223 | CMH | 3200.2955 | CMH | 3543.973 | CMH | 4441.2576 | CMH | 7087.946 | CMH | 8882.5152 | CMH
6 |  | 8 |  | 10 |  | 12 |  | 14 |  | 12x18 |  | 12x24 |  | 12x36 |  | 12x48
Valve Range (CFM) |  | Valve Range (CFM) |  | Valve Range (CFM) |  | Valve Range (CFM) |  | Valve Range (CFM) |  | Valve Range (CFM) |  | Valve Range (CFM) |  | Valve Range (CFM) |  | Valve Range (CFM)
Min | Max | Min | Max | Min | Max | Min | Max | Min | Max | Min | Max | Min | Max | Min | Max | Min | Max
30 | 315 | 80 | 800 | 120 | 1300 | 180 | 1790 | 250 | 2750 | 260 | 3200 | 350 | 4000 | 520 | 6400 | 700 | 8000 |  | In WC | 0.2
Maximum Design CFM |  | Maximum Design CFM |  | Maximum Design CFM |  | Maximum Design CFM |  | Maximum Design CFM |  | Maximum Design CFM |  | Maximum Design CFM |  | Maximum Design CFM |  | Maximum Design CFM |  |  | Pascal Conversion | 0.00080294
205.6363 |  | 527.7744 |  | 860.1829 |  | 1191.8832 |  | 1883.6228 |  | 2085.9038 |  | 2614.0255 |  | 4171.8075 |  | 5228.0511
Use this spreadsheet when you know the pressure drop you require and want to determine the maximum design airflow for an AccuValve in the duct branch. | [17 empty] | y=.0026x2 + .0035x0-.0047 |  | y=.0017x2 +.0041x +.0056 |  | y=.0026x2 + .0012x -.0027 |  | y=.0056x2-.0008x +.0012 |  | y=.0062x2 -.0094x +.0146 |  | y=.0058x2 + .0106x - .013 |  | y=0.0063x2+0.0066x-0.0067 |  | y=.0058x2 + .0106x - .013 |  | y=.0063x2 + .0066x - .067
[5 empty] | Instructions | [12 empty] | CFM | Range
1) Select Desired units for Volume and Pressure in the upper left hand corner
[5 empty] | 2) Enter Desired Operating Pressure in Yellow Box | [12 empty] | Size | Min |  | Max
[5 empty] | 3) Maximum Design CFM will be shown under Maximum Design CFM for each valve size | [12 empty] | 6 | 30 |  | 315
[18 empty] | 8 | 80 |  | 800
NOTE: The tabulated minimum operating pressures in the table above are based on tests in accordance with applicable sections of ANSI/ASHRAE 130. This code requires specified lengths of straight duct both upstream and downstream for the test specimen. Therefore if valves are installed immediately before or after elbows or transitions sufficient allowance to compensate for these factors must be included when calculating the minimum operating pressure of the AccuValve. | [17 empty] | 10 | 120 |  | 1300
[18 empty] | 12 | 180 |  | 1790
[18 empty] | 14 | 250 |  | 2750
[18 empty] | 12x18 | 260 |  | 3200
[18 empty] | 12x24 | 350 |  | 4000
[18 empty] | 12x36 | 520 |  | 6400
[18 empty] | 12x48 | 700 |  | 8000
[18 empty] | LPS | Range
[18 empty] | Size | Min |  | Max Range
[18 empty] | 6 | 14 |  | 149
[18 empty] | 8 | 38 |  | 378
[18 empty] | 10 | 57 |  | 614
[18 empty] | 12 | 85 |  | 845
[18 empty] | 14 | 118 |  | 1298
[18 empty] | 12x18 | 123 |  | 1510
[18 empty] | 12x24 | 165 |  | 1888
[18 empty] | 12x36 | 245 |  | 3020
[18 empty] | 12x48 | 330 |  | 3776
[18 empty] | CMH | Range
[18 empty] | Size | Min |  | Max Range
[18 empty] | 6 | 51 |  | 535
[18 empty] | 8 | 136 |  | 1359
[18 empty] | 10 | 204 |  | 2209
[18 empty] | 12 | 306 |  | 3041
[18 empty] | 14 | 425 |  | 4672
[18 empty] | 12x18 | 442 |  | 5437
[18 empty] | 12x24 | 595 |  | 6796
[18 empty] | 12x36 | 883 |  | 10874
[18 empty] | 12x48 | 1189 |  | 13592